{"text_format":"1","workbook":"xlsx","n_sheets":37,"sheets":["RH-1","RH-2","RH-3","RH-4","RH-5","RH-6","RH-7","RH-8","RH-9","RH-10","RH-11","RH-12","RH-13","RH-14","RH-15","RH-16","RH-17","RH-18","RH-19","RH-20","RH-21","RH-22","RH-23","RH-24","RH-25","RH-26","RH-27","RH-28","RH-29","RH-30","RH-31","RH-32","RH-33","RH-34","RH-35","RH-36","RH-37"],"not_rendered":{"charts":0,"images":2,"macros":1,"external_links":0,"defined_names":790,"comments":4,"pivot_tables":0},"unopened":[],"bounds":{"document_bytes":16777216,"sheet_cells":100000,"rows_first":2000,"rows_last":500,"rows_between":2000,"halvings":0,"cell_chars":16384,"cell_head_chars":4096},"cells_cut":0,"cells_raw":0,"read":"whole","date_system":"1900"}

{"sheet":"RH-1","index":0,"n_rows":26,"n_cols":19,"rows_kept":26,"cut":false,"hidden":false,"merged":[[1,1,1,14],[2,1,2,14],[3,1,3,14],[3,16,3,17],[4,0,4,16]]}
[]
[null,"GERENCIA DE AGUAS SUPERFICIALES E INGENIERÍA DE RÍOS"]
[null,"REGION HIDROLOGICA No 1"]
[null,"BAJA CALIFORNIA NOROESTE"]
[]
[]
["Cuenca","Nombre ","Cp","Ar","Uc (a)","Uc (b)","Uc (c)","Uc","R","Im","Ex","Ev ","Δv","Ab","Rxy","Ab - Rxy","D",null,"ECUACIONES"]
[1,"Tijuana",83.013999999999996,17.358599999999999,209.19406595000001,0,0,{"$f":"E8+F8+G8","v":209.19406595000001},0,126.14400000000001,0,5.8259999999999996,-4.2969999999999997,{"$f":"C8+D8+I8+J8-H8-L8-M8-K8","v":15.793534049999973},{"$f":"C8*0.1","v":8.3013999999999992},{"$f":"N8-O8","v":7.492134049999974},{"$f":"P8","v":7.492134049999974}]
[2,"Descanso-Los Médanos",12.391,0,0.56615319999999991,0,0,0.56615319999999991,0,0,0,0,0,11.8248468,{"$f":"C9*0.1","v":1.2391000000000001},{"$f":"N9-O9","v":10.585746799999999},{"$f":"P9","v":10.585746799999999},null,"Ab = Cp + Ar + R + Im - (Uc(a) + Uc(b) + Uc(c) + Ev + Ex + Av)"]
[3,"Guadalupe",48.847999999999999,0,36.277825070000006,0,0,36.277825070000006,0,0,0,0,0,12.570174929999993,{"$f":"C10*0.1","v":4.8848000000000003},7.6853749299999929,7.6853749299999929,null,"D = Ab - Rxy"]
[4,"Ensenada-El Gallo",15.077999999999999,0,2.2748155799999989,0,0,2.2748155799999989,0,0,0,0.48799999999999999,2.8000000000000001E-2,12.287184420000001,{"$f":"C11*0.1","v":1.5078},{"$f":"N11-O11","v":10.779384420000001},10.779384420000001]
[5,"San Carlos",16.193999999999999,0,0.80839625000000004,0,0,0.80839625000000004,0,0,0,0,0,15.38560375,1.6194,13.766203749999999,13.766203749999999,null,"SIMBOLOGIA"]
[6,"Maneadero-Las Animas",20.271999999999998,0,0.85984245000000015,0,0,0.85984245000000015,0,0,0,0,0,19.41215755,2.0272000000000001,17.384957549999999,17.384957549999999]
[7,"Santo Tomás",15.991,0,0.36021550000000002,0,0,0.36021550000000002,0,0,0,0,0,15.630784499999999,1.5991,14.031684499999999,14.031684499999999,null,"Cp.- Volumen medio anual de escurrimiento natural "]
[8,"San Vicente",33.46,0,1.5517831000000002,0.25,0,1.8017831000000002,0,0,0,0,0,31.658216899999999,3.3460000000000001,28.312216899999999,28.312216899999999,null,"Ar.- Volumen medio anual de escurrimiento desde la cuenca aguas arriba"]
[9,"Los Cochis-El Salado",25.891999999999999,0,1.2487356899999995,0,0,1.2487356899999995,0,0,0,0,0,24.643264309999999,2.5891999999999999,22.054064310000001,22.054064310000001,null,"Uc (a).- Volumen anual de extracción de agua superficial mediante títulos inscritos actualmente en el REPDA"]
[10,"San Rafael",13.704000000000001,0,0.43896275000000001,0,0,0.43896275000000001,0,0,0,0,0,13.265037250000001,{"$f":"C17*0.1","v":1.3704000000000001},11.894637250000001,11.894637250000001,null,"Uc (b).- Volumen anual de extracción de agua superficial de títulos en proceso de inscripción en el REPDA"]
[11,"San Telmo",10.744,0,4.3134259999999998,0,0,4.3134259999999998,0,0,0,0,0,6.430574,1.0744,5.3561740000000002,5.3561740000000002,null,"Uc (c).- Volumen anual correspondiente a las reservas y las zonas reglamentadas"]
[12,"Santo Domingo",9.48,0,3.8525323,4.2999999999999997E-2,0,3.8955323000000002,0,0,0,0,0,5.5844677000000003,0.94800000000000006,4.6364676999999999,4.6364676999999999,null,"R.- Volumen anual de retornos"]
[13,"San Quintín",7.5919999999999996,0,0.37672899999999998,0,0,0.37672899999999998,0,0,0,0,0,7.2152709999999995,0.75919999999999999,6.4560709999999997,6.4560709999999997,null,"Im.- Volumen anual de importaciones"]
[14,"San Simón",11.504,0,0.17649300000000001,0,0,0.17649300000000001,0,0,0,0,0,11.327506999999999,1.1504000000000001,10.177106999999999,10.177106999999999,null,"Ex.- Volumen anual de exportaciones"]
[15,"El Socorro",6.06,0,2.1029999999999998E-3,0,0,2.1029999999999998E-3,0,0,0,0,0,6.0578969999999996,0.60599999999999998,5.4518969999999998,5.4518969999999998,null,"Ev.- Volumen medio anual de evaporación en embalses"]
[16,"El Rosario",28.664000000000001,0,1.6150882999999998,0,0,1.6150882999999998,0,0,0,0,0,27.048911700000001,2.8664000000000005,24.182511699999999,24.182511699999999,null,"Av.- Volumen medio anual de variación de almacenamiento en embalses"]
[null,"TOTAL",{"$f":"SUM(C8:C23)","v":358.88799999999998},null,{"$f":"SUM(E8:E23)","v":263.91716714},0.29299999999999998,0,264.21016714000001,0,126.14400000000001,0,6.3140000000000001,-4.2690000000000001,null,null,null,{"$f":"SUM(Q8:Q23)","v":200.24663285999995},null,"Ab.- Volumen medio anual de escurrimiento de la cuenca hacia aguas abajo "]
["Valores  en millones de metros cúbicos",null,null,null,null,null,null,null,null,null,null,null,null,null,null,null,null,null,"Rxy.- Volumen anual actual comprometido aguas abajo y volumenes decretados para reservas medio ambiente"]
[null,null,null,null,null,null,null,null,null,null,null,null,null,null,null,null,null,null,"D.- Disponibilidad media anual de agua superficial en la cuenca hidrológica "]

{"sheet":"RH-2","index":1,"n_rows":26,"n_cols":19,"rows_kept":26,"cut":false,"hidden":false,"merged":[[1,1,1,14],[3,1,3,14],[2,1,2,14],[4,0,4,16]]}
[]
[null,"GERENCIA DE AGUAS SUPERFICIALES E INGENIERÍA DE RÍOS"]
[null,"REGION HIDROLOGICA No 2"]
[null,"BAJA CALIFORNIA CENTRO - OESTE"]
[]
[]
["Cuenca","Nombre","Cp","Ar","Uc (a)","Uc (b)","Uc (c)","Uc","R","Im","Ex","Ev ","Δv","Ab","Rxy","Ab - Rxy","D",null,"ECUACIONES"]
[1,"Santa Catarina",30.675999999999998,0,0.95740696999999997,0,0,{"$f":"E8+F8+G8","v":0.95740696999999997},0,0,0,0,0,{"$f":"C8+D8+I8+J8-H8-L8-M8-K8","v":29.718593029999997},{"$f":"C8*0.1","v":3.0676000000000001},{"$f":"N8-O8","v":26.650993029999999},{"$f":"P8","v":26.650993029999999}]
[2,"La Bocana",18.661000000000001,0,1.7745E-2,0,0,1.7745E-2,0,0,0,0,0,18.643255,{"$f":"C9*0.1","v":1.8661000000000003},{"$f":"N9-O9","v":16.777155},16.777155,null,"Ab = Cp + Ar + R + Im - (Uc(a) + Uc(b) + Uc(c) + Ev + Ex + Av)"]
[3,"Jaraguay",5.2329999999999997,0,4.3449399999999999E-2,0,0,4.3449399999999999E-2,0,0,0,0,0,5.1895505999999996,{"$f":"C10*0.1","v":0.52329999999999999},4.6662505999999997,4.6662505999999997,null,"D = Ab - Rxy"]
[4,"San José",4.9489999999999998,0,9.3139999999999994E-3,0,0,9.3139999999999994E-3,0,0,0,0,0,4.939686,0.49490000000000001,4.4447859999999997,4.4447859999999997]
[5,"Chapala",6.2910000000000004,0,1.825E-3,0,0,1.825E-3,0,0,0,0,0,6.2891750000000002,0.6291000000000001,5.660075,5.660075,null,"SIMBOLOGIA"]
[6,"Boca del Carrizo",9.3949999999999996,0,6.0161999999999993E-2,0,0,6.0161999999999993E-2,0,0,0,0,0,9.3348379999999995,0.9395,8.3953379999999989,8.3953379999999989]
[7,"San Andrés",12.558999999999999,0,0,0,0,0,0,0,0,0,0,12.558999999999999,1.2559,11.303099999999999,11.303099999999999,null,"Cp.- Volumen medio anual de escurrimiento natural "]
[8,"Santo Dominguito",3.266,0,0,0,0,0,0,0,0,0,0,3.266,0.3266,2.9394,2.9394,null,"Ar.- Volumen medio anual de escurrimiento desde la cuenca aguas arriba"]
[9,"Rosarito",5.6239999999999997,0,1.3828500000000001E-2,0,0,1.3828500000000001E-2,0,0,0,0,0,5.6101714999999999,0.56240000000000001,5.0477714999999996,5.0477714999999996,null,"Uc (a).- Volumen anual de extracción de agua superficial mediante títulos inscritos actualmente en el REPDA"]
[10,"San Miguel",3.6829999999999998,0,8.9809340000000001E-2,0,0,8.9809340000000001E-2,0,0,0,0,0,3.5931906599999999,0.36830000000000002,3.2248906599999998,3.2248906599999998,null,"Uc (b).- Volumen anual de extracción de agua superficial de títulos en proceso de inscripción en el REPDA"]
[11,"Paraíso",6.29,0,2.4365000000000001E-2,0,0,2.4365000000000001E-2,0,0,0,0,0,6.2656349999999996,0.629,5.6366350000000001,5.6366350000000001,null,"Uc (c).- Volumen anual correspondiente a las reservas y las zonas reglamentadas"]
[12,"San Luis",11.596,0,0,0,0,0,0,0,0,0,0,11.596,1.1596,10.436400000000001,10.436400000000001,null,"R.- Volumen anual de retornos"]
[13,"El Arco",5.4820000000000002,0,0,0,0,0,0,0,0,0,0,5.4820000000000002,0.54820000000000002,4.9337999999999997,4.9337999999999997,null,"Im.- Volumen anual de importaciones"]
[14,"Vizcaíno",31.762,0,8.2999000000000003E-2,0,0,8.2999000000000003E-2,0,0,0,0,0,31.679001,3.1762000000000001,28.502800999999998,28.502800999999998,null,"Ex.- Volumen anual de exportaciones"]
[15,"Punta Eugenia",4.891,0,2.001E-2,0,0,2.001E-2,0,0,0,0,0,4.8709899999999999,0.48910000000000003,4.3818900000000003,4.3818900000000003,null,"Ev.- Volumen medio anual de evaporación en embalses"]
[16,"San Ignacio",83.802000000000007,0,3.0788630000000001,3.3E-3,0,3.082163,0,0,0,0,0,80.719837000000012,8.3802000000000003,72.33963700000001,72.33963700000001,null,"Av.- Volumen medio anual de variación de almacenamiento en embalses"]
[null,"TOTAL",{"$f":"SUM(C8:C23)","v":244.15999999999997},null,{"$f":"SUM(E8:E23)","v":4.3997772099999999},3.3E-3,0,4.4030772100000002,0,0,0,0,0,null,null,null,{"$f":"SUM(Q8:Q23)","v":215.34092279000001},null,"Ab.- Volumen medio anual de escurrimiento de la cuenca hacia aguas abajo "]
["Valores  en millones de metros cúbicos",null,null,null,null,null,null,null,null,null,null,null,null,null,null,null,null,null,"Rxy.- Volumen anual actual comprometido aguas abajo y volumenes decretados para reservas medio ambiente"]
[null,null,null,null,null,null,null,null,null,null,null,null,null,null,null,null,null,null,"D.- Disponibilidad media anual de agua superficial en la cuenca hidrológica "]

{"sheet":"RH-3","index":2,"n_rows":26,"n_cols":19,"rows_kept":26,"cut":false,"hidden":false,"merged":[[1,1,1,14],[2,1,2,14],[3,1,3,14],[4,0,4,16]]}
[]
[null,"GERENCIA DE AGUAS SUPERFICIALES E INGENIERÍA DE RÍOS"]
[null,"REGION HIDROLOGICA No 3"]
[null,"BAJA CALIFORNIA SUROESTE"]
[]
[]
["Cuenca","Nombre","Cp","Ar","Uc (a)","Uc (b)","Uc (c)","Uc","R","Im","Ex","Ev ","Δv","Ab","Rxy","Ab - Rxy","D",null,"ECUACIONES"]
[1,"La Purísima",41.905000000000001,0,4.6357189999999999,3.8E-3,0,{"$f":"E8+F8+G8","v":4.6395189999999999},0,0,0,0,0,{"$f":"C8+D8+I8+J8-H8-L8-M8-K8","v":37.265481000000001},{"$f":"C8*0.1","v":4.1905000000000001},{"$f":"N8-O8","v":33.074981000000001},{"$f":"P8","v":33.074981000000001}]
[2,"Mezquital Seco",24.637,0,1.5165000000000001E-2,7.0000000000000001E-3,0,2.2165000000000001E-2,0,0,0,0,0,24.614834999999999,{"$f":"C9*0.1","v":2.4637000000000002},{"$f":"N9-O9","v":22.151135},22.151135,null,"Ab = Cp + Ar + R + Im - (Uc(a) + Uc(b) + Uc(c) + Ev + Ex + Av)"]
[3,"Santo Domingo",67.632999999999996,0,0.75198600000000004,6.0000000000000001E-3,0,0.75798600000000005,0,0,0,0,0,66.875013999999993,{"$f":"C10*0.1","v":6.7633000000000001},60.111713999999992,60.111713999999992,null,"D = Ab - Rxy"]
[4,"Bramonas",91.183000000000007,0,0.42372300000000002,6.0000000000000001E-3,0,0.42972300000000002,0,0,0,0,0,90.753277000000011,9.1183000000000014,81.634977000000006,81.634977000000006]
[5,"Santa Rita",33.021999999999998,0,0.88870000000000005,0.01,0,0.89870000000000005,0,0,0,0,0,32.1233,3.3022,28.821100000000001,28.821100000000001,null,"SIMBOLOGIA"]
[6,"Las Pocitas-San Hilario",38.036000000000001,0,0.51219999999999999,3.5000000000000001E-3,0,0.51569999999999994,0,0,0,0,0,37.520299999999999,3.8036000000000003,33.716699999999996,33.716699999999996]
[7,"Conejos-Los Viejos",19.733000000000001,0,3.3000000000000002E-2,0,0,3.3000000000000002E-2,0,0,0,0,0,19.7,1.9733000000000001,17.726700000000001,17.726700000000001,null,"Cp.- Volumen medio anual de escurrimiento natural "]
[8,"Melitón Albañez",20.95,0,2.3730000000000001E-2,0,0,2.3730000000000001E-2,0,0,0,0,0,20.926269999999999,2.0950000000000002,18.83127,18.83127,null,"Ar.- Volumen medio anual de escurrimiento desde la cuenca aguas arriba"]
[9,"La Matanza",6.9809999999999999,0,0.73005500000000001,1.2800000000000001E-2,0,0.74285500000000004,0,0,0,0,0,6.2381449999999994,0.69810000000000005,5.5400449999999992,5.5400449999999992,null,"Uc (a).- Volumen anual de extracción de agua superficial mediante títulos inscritos actualmente en el REPDA"]
[10,"Cañada Honda",0.72399999999999998,0,3.0000000000000001E-3,0,0,3.0000000000000001E-3,0,0,0,0,0,0.72099999999999997,7.2400000000000006E-2,0.64859999999999995,0.64859999999999995,null,"Uc (b).- Volumen anual de extracción de agua superficial de títulos en proceso de inscripción en el REPDA"]
[11,"Todos Santos",3.2269999999999999,0,5.6054000000000004,0,0,5.6054000000000004,0,0,0,0,0,-2.3784000000000005,0.32269999999999999,-2.7011000000000003,{"$f":"N18-O18","v":-2.7011000000000003},null,"Uc (c).- Volumen anual correspondiente a las reservas y las zonas reglamentadas"]
[12,"Pescaderos",8.3179999999999996,0,0.55872500000000003,1.13974,0,1.6984650000000001,0,0,0,0,0,6.6195349999999991,0.83179999999999998,5.7877349999999987,5.7877349999999987,null,"R.- Volumen anual de retornos"]
[13,"Plutarco E Calles",11.647,0,1.970788,1.7500000000000002E-2,0,1.9882880000000001,0,0,0,0,0,9.6587119999999995,1.1647000000000001,8.4940119999999997,8.4940119999999997,null,"Im.- Volumen anual de importaciones"]
[14,"Migriño",7.9480000000000004,0,3.0000000000000001E-3,3.0000000000000001E-3,0,6.0000000000000001E-3,0,0,0,0,0,7.9420000000000002,0.79480000000000006,7.1471999999999998,7.1471999999999998,null,"Ex.- Volumen anual de exportaciones"]
[15,"El Carrizal",4.3849999999999998,0,3.8500000000000001E-3,0,0,3.8500000000000001E-3,0,0,0,0,0,4.3811499999999999,0.4385,3.94265,3.94265,null,"Ev.- Volumen medio anual de evaporación en embalses"]
[null,"TOTAL",{"$f":"SUM(C8:C22)","v":380.32899999999989},null,{"$f":"SUM(E8:E22)","v":16.159041000000002},1.2093399999999999,0,17.368380999999999,0,0,0,0,0,null,null,null,{"$f":"SUM(Q19:Q22,Q8:Q17)","v":327.62881900000002},null,"Av.- Volumen medio anual de variación de almacenamiento en embalses"]
["Valores  en millones de metros cúbicos",null,null,null,null,null,null,null,null,null,null,null,null,null,null,null,null,null,"Ab.- Volumen medio anual de escurrimiento de la cuenca hacia aguas abajo "]
[null,null,null,null,null,null,null,null,null,null,null,null,null,null,null,null,null,null,"Rxy.- Volumen anual actual comprometido aguas abajo y volumenes decretados para reservas medio ambiente"]
[null,null,null,null,null,null,null,null,null,null,null,null,null,null,null,null,null,null,"D.- Disponibilidad media anual de agua superficial en la cuenca hidrológica "]

{"sheet":"RH-4","index":3,"n_rows":26,"n_cols":19,"rows_kept":26,"cut":false,"hidden":false,"merged":[[1,1,1,14],[2,1,2,14],[3,1,3,14],[4,0,4,16]]}
[]
[null,"GERENCIA DE AGUAS SUPERFICIALES E INGENIERÍA DE RÍOS"]
[null,"REGION HIDROLOGICA No 4"]
[null,"BAJA CALIFORNIA NORESTE"]
[]
[]
["Cuenca","Nombre","Cp","Ar","Uc (a)","Uc (b)","Uc (c)","Uc","R","Im","Ex","Ev ","Δv","Ab","Rxy","Ab - Rxy","D",null,"ECUACIONES"]
[1,"Cerrada Laguna Salada",65.25,0,0.267098,0,0,{"$f":"E8+F8+G8","v":0.267098},0,0,0,0,0,{"$f":"C8+D8+I8+J8-H8-L8-M8-K8","v":64.982901999999996},{"$f":"C8*0.1","v":6.5250000000000004},{"$f":"N8-O8","v":58.457901999999997},{"$f":"P8","v":58.457901999999997}]
[2,"El Borrego",19.344000000000001,0,0,0,0,0,0,0,0,0,0,19.344000000000001,{"$f":"C9*0.1","v":1.9344000000000001},{"$f":"N9-O9","v":17.409600000000001},17.409600000000001,null,"Ab = Cp + Ar + R + Im - (Uc(a) + Uc(b) + Uc(c) + Ev + Ex + Av)"]
[3,"Cerrada Santa Clara",16.960999999999999,0,1.2102459999999999E-2,0,0,1.2102459999999999E-2,0,0,0,0,0,16.948897539999997,{"$f":"C10*0.1","v":1.6960999999999999},15.252797539999998,15.252797539999998,null,"D = Ab - Rxy"]
[4,"Bahía San Felipe",3.8079999999999998,0,0,0,0,0,0,0,0,0,0,3.8079999999999998,0.38080000000000003,3.4272,3.4272]
[5,"Huatamote",11.593999999999999,0,3.02435E-2,0,0,3.02435E-2,0,0,0,0,0,11.5637565,{"$f":"C12*0.1","v":1.1594},10.4043565,10.4043565,null,"SIMBOLOGIA"]
[6,"San Fermín",4.9969999999999999,0,0,0,0,0,0,0,0,0,0,4.9969999999999999,{"$f":"C13*0.1","v":0.49970000000000003},4.4973000000000001,4.4973000000000001]
[7,"Agua Dulce",8.827,0,0,0,0,0,0,0,0,0,0,8.827,0.88270000000000004,7.9443000000000001,7.9443000000000001,null,"Cp.- Volumen medio anual de escurrimiento natural "]
[8,"Agua Grande",9.1010000000000009,0,2.1499999999999999E-4,0,0,2.1499999999999999E-4,0,0,0,0,0,9.1007850000000001,0.91010000000000013,8.1906850000000002,8.1906850000000002,null,"Ar.- Volumen medio anual de escurrimiento desde la cuenca aguas arriba"]
[null,"TOTAL",{"$f":"SUM(C8:C15)","v":139.88200000000001},null,{"$f":"SUM(E8:E15)","v":0.30965895999999998},0,0,0.30965895999999998,0,0,0,0,0,null,null,null,{"$f":"SUM(Q8:Q15)","v":125.58414104000001},null,"Uc (a).- Volumen anual de extracción de agua superficial mediante títulos inscritos actualmente en el REPDA"]
["Valores  en millones de metros cúbicos",null,null,null,null,null,null,null,null,null,null,null,null,null,null,null,null,null,"Uc (b).- Volumen anual de extracción de agua superficial de títulos en proceso de inscripción en el REPDA"]
[null,null,null,null,null,null,null,null,null,null,null,null,null,null,null,null,null,null,"Uc (c).- Volumen anual correspondiente a las reservas y las zonas reglamentadas"]
[null,null,null,null,null,null,null,null,null,null,null,null,null,null,null,null,null,null,"R.- Volumen anual de retornos"]
[null,null,null,null,null,null,null,null,null,null,null,null,null,null,null,null,null,null,"Im.- Volumen anual de importaciones"]
[null,null,null,null,null,null,null,null,null,null,null,null,null,null,null,null,null,null,"Ex.- Volumen anual de exportaciones"]
[null,null,null,null,null,null,null,null,null,null,null,null,null,null,null,null,null,null,"Ev.- Volumen medio anual de evaporación en embalses"]
[null,null,null,null,null,null,null,null,null,null,null,null,null,null,null,null,null,null,"Av.- Volumen medio anual de variación de almacenamiento en embalses"]
[null,null,null,null,null,null,null,null,null,null,null,null,null,null,null,null,null,null,"Ab.- Volumen medio anual de escurrimiento de la cuenca hacia aguas abajo "]
[null,null,null,null,null,null,null,null,null,null,null,null,null,null,null,null,null,null,"Rxy.- Volumen anual actual comprometido aguas abajo y volumenes decretados para reservas medio ambiente"]
[null,null,null,null,null,null,null,null,null,null,null,null,null,null,null,null,null,null,"D.- Disponibilidad media anual de agua superficial en la cuenca hidrológica "]

{"sheet":"RH-5","index":4,"n_rows":26,"n_cols":19,"rows_kept":26,"cut":false,"hidden":false,"merged":[[1,1,1,14],[2,1,2,14],[3,1,3,14],[4,0,4,16]]}
[]
[null,"GERENCIA DE AGUAS SUPERFICIALES E INGENIERÍA DE RÍOS"]
[null,"REGION HIDROLOGICA No 5"]
[null,"BAJA CALIFORNIA CENTRO - ESTE"]
[]
[]
["Cuenca","Nombre","Cp","Ar","Uc (a)","Uc (b)","Uc (c)","Uc","R","Im","Ex","Ev ","Δv","Ab","Rxy","Ab - Rxy","D",null,"ECUACIONES"]
[1,"La Palma",6.335,0,5.5000000000000003E-4,0,0,{"$f":"E8+F8+G8","v":5.5000000000000003E-4},0,0,0,0,0,{"$f":"C8+D8+I8+J8-H8-L8-M8-K8","v":6.3344500000000004},{"$f":"C8*0.1","v":0.63350000000000006},{"$f":"N8-O8","v":5.7009500000000006},{"$f":"P8","v":5.7009500000000006}]
[2,"Calamajue",6.2080000000000002,0,0,0,0,0,0,0,0,0,0,6.2080000000000002,{"$f":"C9*0.1","v":0.62080000000000002},{"$f":"N9-O9","v":5.5872000000000002},5.5872000000000002,null,"Ab = Cp + Ar + R + Im - (Uc(a) + Uc(b) + Uc(c) + Ev + Ex + Av)"]
[3,"Asamblea",7.7910000000000004,0,3.065E-3,0,0,3.065E-3,0,0,0,0,0,7.7879350000000001,{"$f":"C10*0.1","v":0.77910000000000013},7.0088349999999995,7.0088349999999995,null,"D = Ab - Rxy"]
[4,"Tepetate",5.8220000000000001,0,4.3123500000000002E-2,0,0,4.3123500000000002E-2,0,0,0,0,0,5.7788765,{"$f":"C11*0.1","v":0.58220000000000005},5.1966764999999997,5.1966764999999997]
[5,"San Pedro",5.1040000000000001,0,0.24427699999999999,0,0,0.24427699999999999,0,0,0,0,0,4.8597229999999998,0.51040000000000008,4.3493230000000001,4.3493230000000001,null,"SIMBOLOGIA"]
[6,"Alambrado",5.12,0,0,0,0,0,0,0,0,0,0,5.12,0.51200000000000001,4.6080000000000005,4.6080000000000005]
[7,"El Infiernito",7.2210000000000001,0,0,0,0,0,0,0,0,0,0,7.2210000000000001,0.72210000000000008,6.4988999999999999,6.4988999999999999,null,"Cp.- Volumen medio anual de escurrimiento natural "]
[8,"Mulegé",8.6780000000000008,0,0.12115122,0,0,0.12115122,0,0,0,0,0,8.556848780000001,0.86780000000000013,7.6890487800000011,7.6890487800000011,null,"Ar.- Volumen medio anual de escurrimiento desde la cuenca aguas arriba"]
[9,"San Marcos-Palo Verde",14.87,0,0.76996049999999994,5.0369999999999998E-3,0,0.77499749999999989,0,0,0,0,0,14.0950025,1.4870000000000001,12.6080025,12.6080025,null,"Uc (a).- Volumen anual de extracción de agua superficial mediante títulos inscritos actualmente en el REPDA"]
[10,"San Bruno",1.1619999999999999,0,0,0,0,0,0,0,0,0,0,1.1619999999999999,0.1162,1.0457999999999998,1.0457999999999998,null,"Uc (b).- Volumen anual de extracción de agua superficial de títulos en proceso de inscripción en el REPDA"]
[11,"San Lucas",1.1399999999999999,0,0,3.0000000000000001E-3,0,3.0000000000000001E-3,0,0,0,0,0,1.137,0.11399999999999999,1.0230000000000001,1.0230000000000001,null,"Uc (c).- Volumen anual correspondiente a las reservas y las zonas reglamentadas"]
[12,"Santa Agueda",4.6630000000000003,0,0.63514499999999996,0,0,0.63514499999999996,0,0,0,0,0,4.0278550000000006,0.46630000000000005,3.5615550000000007,3.5615550000000007,null,"R.- Volumen anual de retornos"]
[13,"Santa Rosalía",1.0089999999999999,0,0,0,0,0,0,0,0,0,0,1.0089999999999999,0.10089999999999999,0.90809999999999991,0.90809999999999991,null,"Im.- Volumen anual de importaciones"]
[14,"Las Vírgenes",16.552,0,3.0477000000000001E-2,0,0,3.0477000000000001E-2,0,0,0,0,0,16.521522999999998,{"$f":"C21*0.1","v":1.6552},14.866322999999998,14.866322999999998,null,"Ex.- Volumen anual de exportaciones"]
[15,"Paralelo 28",11.701000000000001,0,9.1669999999999998E-3,0,0,9.1669999999999998E-3,0,0,0,0,0,11.691833000000001,{"$f":"C22*0.1","v":1.1701000000000001},10.521733000000001,10.521733000000001,null,"Ev.- Volumen medio anual de evaporación en embalses"]
[null,"TOTAL",{"$f":"SUM(C8:C22)","v":103.376},null,{"$f":"SUM(E8:E22)","v":1.85691622},8.036999999999999E-3,0,1.8649532199999999,0,0,0,0,0,null,null,null,{"$f":"SUM(Q8:Q22)","v":91.173446780000006},null,"Av.- Volumen medio anual de variación de almacenamiento en embalses"]
["Valores  en millones de metros cúbicos",null,null,null,null,null,null,null,null,null,null,null,null,null,null,null,null,null,"Ab.- Volumen medio anual de escurrimiento de la cuenca hacia aguas abajo "]
[null,null,null,null,null,null,null,null,null,null,null,null,null,null,null,null,null,null,"Rxy.- Volumen anual actual comprometido aguas abajo y volumenes decretados para reservas medio ambiente"]
[null,null,null,null,null,null,null,null,null,null,null,null,null,null,null,null,null,null,"D.- Disponibilidad media anual de agua superficial en la cuenca hidrológica "]

{"sheet":"RH-6","index":5,"n_rows":26,"n_cols":19,"rows_kept":26,"cut":false,"hidden":false,"merged":[[1,1,1,14],[2,1,2,14],[3,1,3,14],[4,0,4,16]]}
[]
[null,"GERENCIA DE AGUAS SUPERFICIALES E INGENIERÍA DE RÍOS"]
[null,"REGION HIDROLOGICA No 6"]
[null,"BAJA CALIFORNIA SURESTE"]
[]
[]
["Cuenca","Nombre","Cp","Ar","Uc (a)","Uc (b)","Uc (c)","Uc","R","Im","Ex","Ev ","Δv","Ab","Rxy","Ab - Rxy","D",null,"ECUACIONES"]
[1,"San Lucas",5.2619999999999996,0,3.1426999999999997E-2,2E-3,0,{"$f":"E8+F8+G8","v":3.3426999999999998E-2},0,0,0,0,0,{"$f":"C8+D8+I8+J8-H8-L8-M8-K8","v":5.2285729999999999},{"$f":"C8*0.1","v":0.5262},{"$f":"N8-O8","v":4.7023729999999997},{"$f":"P8","v":4.7023729999999997}]
[2,"San José del Cabo",42.427999999999997,0,3.9821910000000003,3.9674000000000001E-2,0,4.021865,0,0,0,0,0,38.406134999999999,{"$f":"C9*0.1","v":4.2427999999999999},{"$f":"N9-O9","v":34.163334999999996},34.163334999999996,null,"Ab = Cp + Ar + R + Im - (Uc(a) + Uc(b) + Uc(c) + Ev + Ex + Av)"]
[3,"Cabo Pulmo",9.4920000000000009,0,1.5473000000000001E-2,0,0,1.5473000000000001E-2,0,0,0,0,0,9.4765270000000008,{"$f":"C10*0.1","v":0.94920000000000015},8.5273270000000014,8.5273270000000014,null,"D = Ab - Rxy"]
[4,"Santiago",23.367000000000001,0,1.9096417999999999,0,0,1.9096417999999999,0,0,0,0,0,21.457358200000002,2.3367,19.120658200000001,19.120658200000001]
[5,"San Bartolo",11.52,0,0.74414999999999998,0,0,0.74414999999999998,0,0,0,0,0,10.77585,1.1519999999999999,9.6238500000000009,9.6238500000000009,null,"SIMBOLOGIA"]
[6,"Los Planes",17.117999999999999,0,0.306562,2.1000000000000001E-2,0,0.32756200000000002,0,0,0,0,0,16.790437999999998,1.7118,15.078637999999998,15.078637999999998]
[7,"La Paz",24.533999999999999,0,6.7819096999999999,5.0000000000000001E-3,0,6.7869096999999998,0,0,0,0,0,17.7470903,2.4534000000000002,15.2936903,15.2936903,null,"Cp.- Volumen medio anual de escurrimiento natural "]
[8,"El Coyote",3.875,0,0.62414400000000003,4.3299999999999998E-2,0,0.66744400000000004,0,0,0,0,0,3.2075559999999999,0.38750000000000001,2.8200559999999997,2.8200559999999997,null,"Ar.- Volumen medio anual de escurrimiento desde la cuenca aguas arriba"]
[9,"Alfredo B. Bonfil",16.995000000000001,0,6.9514999999999993E-2,0,0,6.9514999999999993E-2,0,0,0,0,0,16.925485000000002,1.6995000000000002,15.225985000000001,15.225985000000001,null,"Uc (a).- Volumen anual de extracción de agua superficial mediante títulos inscritos actualmente en el REPDA"]
[10,"Tepentu",8.1,0,3.2524999999999998E-2,0,0,3.2524999999999998E-2,0,0,0,0,0,8.067475,{"$f":"C17*0.1","v":0.81},7.2574749999999995,7.2574749999999995,null,"Uc (b).- Volumen anual de extracción de agua superficial de títulos en proceso de inscripción en el REPDA"]
[11,"Loreto",9.5009999999999994,0,0.14474999999999999,0,0,0.14474999999999999,0,0,0,0,0,9.3562499999999993,0.95009999999999994,8.4061500000000002,8.4061500000000002,null,"Uc (c).- Volumen anual correspondiente a las reservas y las zonas reglamentadas"]
[12,"San Juan B. Londo",8.8369999999999997,0,2.64E-2,0,0,2.64E-2,0,0,0,0,0,8.8105999999999991,0.88370000000000004,7.9268999999999989,7.9268999999999989,null,"R.- Volumen anual de retornos"]
[13,"Rosarito",5.5060000000000002,0,3.0000000000000001E-3,0,0,3.0000000000000001E-3,0,0,0,0,0,5.5030000000000001,0.55060000000000009,4.9523999999999999,4.9523999999999999,null,"Im.- Volumen anual de importaciones"]
[14,"Bahía Concepción",11.512,0,7.7474000000000001E-2,0,0,7.7474000000000001E-2,0,0,0,0,0,11.434526,1.1512,10.283326000000001,10.283326000000001,null,"Ex.- Volumen anual de exportaciones"]
[null,"TOTAL",{"$f":"SUM(C8:C21)","v":198.047},null,{"$f":"SUM(E8:E21)","v":14.749162500000002},{"$f":"SUM(F8:F21)","v":0.11097400000000002},{"$f":"SUM(G8:G21)","v":0},{"$f":"SUM(H8:H21)","v":14.860136500000001},0,0,0,0,0,null,null,null,{"$f":"SUM(Q8:Q21)","v":163.38216349999999},null,"Ev.- Volumen medio anual de evaporación en embalses"]
["Valores  en millones de metros cúbicos",null,null,null,null,null,null,null,null,null,null,null,null,null,null,null,null,null,"Av.- Volumen medio anual de variación de almacenamiento en embalses"]
[null,null,null,null,null,null,null,null,null,null,null,null,null,null,null,null,null,null,"Ab.- Volumen medio anual de escurrimiento de la cuenca hacia aguas abajo "]
[null,null,null,null,null,null,null,null,null,null,null,null,null,null,null,null,null,null,"Rxy.- Volumen anual actual comprometido aguas abajo y volumenes decretados para reservas medio ambiente"]
[null,null,null,null,null,null,null,null,null,null,null,null,null,null,null,null,null,null,"D.- Disponibilidad media anual de agua superficial en la cuenca hidrológica "]

{"sheet":"RH-7","index":6,"n_rows":25,"n_cols":19,"rows_kept":25,"cut":false,"hidden":false,"merged":[[1,1,1,14],[2,1,2,14],[3,1,3,14],[4,1,4,14],[5,0,5,16]]}
[]
[null,"GERENCIA DE AGUAS SUPERFICIALES E INGENIERÍA DE RÍOS"]
[null,"REGION HIDROLOGICA No 7"]
[null,"RÍO COLORADO"]
[]
[null,null,null,null,null,null,null,null,null,null,null,null,null,null,null,null,null,null,"ECUACIONES"]
[]
["Cuenca","Nombre","Cp","Ar","Uc (a)","Uc (b)","Uc (c)","Uc","R","Im","Ex","Ev ","Δv","Ab","Rxy","Ab - Rxy","D",null,"Ab = Cp + Ar + R + Im - (Uc(a) + Uc(b) + Uc(c) + Ev + Ex + Av)"]
[1,"Río Colorado",19.984999999999999,1850.2339999999999,1729.0614965000002,0,0,{"$f":"E9+F9+G9","v":1729.0614965000002},349.47152898299998,0,{"$f":"430.304+60","v":490.30399999999997},0,0,{"$f":"C9+D9+I9+J9-H9-L9-M9-K9","v":0.32503248299951792},0,{"$f":"N9-O9","v":0.32503248299951792},{"$f":"P9","v":0.32503248299951792},null,"D = Ab - Rxy"]
[2,"Arroyo Los Nogales",2.4870000000000001,{"$f":"I72","v":0},0,0,0,{"$f":"E10+F10+G10","v":0},0,0,0,0,0,{"$f":"C10+D10+I10+J10-H10-L10-M10-K10","v":2.4870000000000001},{"$f":"C10*0.1","v":0.24870000000000003},{"$f":"N10-O10","v":2.2383000000000002},{"$f":"P10","v":2.2383000000000002}]
[3,"Río Santa Cruz",18.957999999999998,{"$f":"I72","v":0},4.8779999999999997E-2,0,0,{"$f":"E11+F11+G11","v":4.8779999999999997E-2},0,0,0,0,0,{"$f":"C11+D11+I11+J11-H11-L11-M11-K11","v":18.909219999999998},{"$f":"C11*0.1","v":1.8957999999999999},{"$f":"N11-O11","v":17.013419999999996},{"$f":"P11","v":17.013419999999996},null,"SIMBOLOGIA"]
[4,"Río San Pedro",35.944000000000003,{"$f":"I74","v":0},7.8975000000000004E-2,1.3492280000000001,0,{"$f":"E12+F12+G12","v":1.4282030000000001},0,0,0,0,0,{"$f":"C12+D12+I12+J12-H12-L12-M12-K12","v":34.515796999999999},{"$f":"C12*0.1","v":3.5944000000000003},{"$f":"N12-O12","v":30.921396999999999},{"$f":"P12","v":30.921396999999999}]
[null,"TOTAL",{"$f":"SUM(C9:C12)","v":77.373999999999995},null,{"$f":"SUM(E9:E12)","v":1729.1892515000002},{"$f":"SUM(F9:F12)","v":1.3492280000000001},0,1730.5384795000002,349.47152898299998,0,{"$f":"SUM(K9:K12)","v":490.30399999999997},0,0,null,null,null,{"$f":"SUM(Q9:Q12)","v":50.498149482999509},null,"Cp.- Volumen medio anual de escurrimiento natural "]
["Valores  en millones de metros cúbicos",null,null,null,null,null,null,null,null,null,null,null,null,null,null,null,null,null,"Ar.- Volumen medio anual de escurrimiento desde la cuenca aguas arriba"]
[null,null,null,null,null,null,null,null,null,null,null,null,null,null,null,null,null,null,"Uc (a).- Volumen anual de extracción de agua superficial mediante títulos inscritos actualmente en el REPDA"]
[null,null,null,null,null,null,null,null,null,null,null,null,null,null,null,null,null,null,"Uc (b).- Volumen anual de extracción de agua superficial de títulos en proceso de inscripción en el REPDA"]
[null,null,null,null,null,null,null,null,null,null,null,null,null,null,null,null,null,null,"Uc (c).- Volumen anual correspondiente a las reservas y las zonas reglamentadas"]
[null,null,null,null,null,null,null,null,null,null,null,null,null,null,null,null,null,null,"R.- Volumen anual de retornos"]
[null,null,null,null,null,null,null,null,null,null,null,null,null,null,null,null,null,null,"Im.- Volumen anual de importaciones"]
[null,null,null,null,null,null,null,null,null,null,null,null,null,null,null,null,null,null,"Ex.- Volumen anual de exportaciones"]
[null,null,null,null,null,null,null,null,null,null,null,null,null,null,null,null,null,null,"Ev.- Volumen medio anual de evaporación en embalses"]
[null,null,null,null,null,null,null,null,null,null,null,null,null,null,null,null,null,null,"Av.- Volumen medio anual de variación de almacenamiento en embalses"]
[null,null,null,null,null,null,null,null,null,null,null,null,null,null,null,null,null,null,"Ab.- Volumen medio anual de escurrimiento de la cuenca hacia aguas abajo "]
[null,null,null,null,null,null,null,null,null,null,null,null,null,null,null,null,null,null,"Rxy.- Volumen anual actual comprometido aguas abajo y volumenes decretados para reservas medio ambiente"]
[null,null,null,null,null,null,null,null,null,null,null,null,null,null,null,null,null,null,"D.- Disponibilidad media anual de agua superficial en la cuenca hidrológica "]

{"sheet":"RH-8","index":7,"n_rows":68,"n_cols":65,"rows_kept":68,"cut":false,"hidden":false,"merged":[[1,1,1,14],[2,1,2,14],[3,1,3,14],[4,0,4,16]]}
[]
[null,"GERENCIA DE AGUAS SUPERFICIALES E INGENIERÍA DE RÍOS"]
[null,"REGION HIDROLOGICA No 8"]
[null,"SONORA NORTE"]
[]
[]
["Cuenca","Nombre","Cp","Ar","Uc (a)","Uc (b)","Uc (c)","Uc","R","Im","Ex","Ev ","Δv","Ab","Rxy","Ab - Rxy","D",null,"ECUACIONES"]
[1,"Río Sonoyta 1",12.953388869999999,{"$f":"I44","v":0},0.37158220000000008,0,0,{"$f":"E8+F8+G8","v":0.37158220000000008},0,0,0,0,0,{"$f":"C8+D8-H8+I8+J8-K8-L8-M8","v":12.581806669999999},{"$f":"$BE$43","v":12.581806669999999},{"$f":"N8-O8","v":0},{"$f":"IF(P8<=0,0,P8)","v":0}]
[2,"Río Sonoyta 2",16.549611129999999,{"$f":"I45","v":12.581806669999999},0.188384,0,0,0.188384,0,0,28.943033799999998,0,0,0,{"$f":"$BE$45","v":0},{"$f":"N9-O9","v":0},0,null,"Ab = Cp + Ar + R + Im - (Uc(a) + Uc(b) + Uc(c) + Ev + Ex + Av)"]
[3,"Arroyo Cocospera",43.286999999999999,{"$f":"I61","v":0},2.985665,0,0,2.985665,0,0,0,0,0,40.301335000000002,{"$f":"BE61","v":40.301335000000002},0,0,null,"D = Ab - Rxy"]
[4,"Río Magdalena",49.145000000000003,{"$f":"I63","v":40.301335000000002},36.957418220000001,0,0,36.957418220000001,0,0,26.68065652085275,6.1059999999999999,-0.46400000000000002,20.166260259147251,{"$f":"BE63","v":20.166260259147251},0,0]
[5,"Río Concepción",37.444000000000003,{"$f":"I65","v":20.166260259147251},24.25485029999999,0,0,24.25485029999999,0,0,{"$f":"C12+D12-H12","v":33.355409959147266},0,0,0,{"$f":"BE65","v":0},0,0,null,"SIMBOLOGIA"]
[6,"Valle de San Luis",11.371584506970464,0,0,0,0,0,0,0,11.371584506970464,0,0,0,0,0,0]
[7,"Los Vidrios 1",7.633,0,0,0,0,0,0,0,7.633,0,0,0,0,0,0]
[8,"Los Vidrios 2",2.1289371698742778,0,0,0,0,0,0,0,2.1289371698742778,0,0,0,0,0,0]
[9,"Arivaipa-Puerto Libertad",30.803000000000001,0,4.3800000000000002E-3,0,0,4.3800000000000002E-3,0,0,{"$f":"C16+D16-H16","v":30.79862},0,0,0,0,0,0]
[null,"Totales",{"$f":"SUM(C8:C16)","v":211.31552167684478},null,{"$f":"SUM(E8:E16)","v":64.762279719999995},{"$f":"SUM(F8:F16)","v":0},0,64.762279719999995,0,0,140.91124195684475,6.1059999999999999,-0.46400000000000002,null,null,null,{"$f":"SUM(Q8:Q16)","v":0}]
["Valores  en millones de metros cúbicos",null,null,null,null,null,null,null,null,null,null,null,null,null,null,null,null,null,"Cp.- Volumen medio anual de escurrimiento natural "]
[null,null,null,null,null,null,null,null,null,null,null,null,null,null,null,null,null,null,"Ar.- Volumen medio anual de escurrimiento desde la cuenca aguas arriba"]
[null,null,null,null,null,null,null,null,null,null,null,null,null,null,null,null,null,null,"Uc (a).- Volumen anual de extracción de agua superficial mediante títulos inscritos actualmente en el REPDA"]
[null,null,null,null,null,null,null,null,null,null,null,null,null,null,null,null,null,null,"Uc (b).- Volumen anual de extracción de agua superficial de títulos en proceso de inscripción en el REPDA"]
[null,null,null,null,null,null,null,null,null,null,null,null,null,null,null,null,null,null,"Uc (c).- Volumen anual correspondiente a las reservas y las zonas reglamentadas"]
[null,null,null,null,null,null,null,null,null,null,null,null,null,null,null,null,null,null,"R.- Volumen anual de retornos"]
[null,null,null,null,null,null,null,null,null,null,null,null,null,null,null,null,null,null,"Im.- Volumen anual de importaciones"]
[null,null,null,null,null,null,null,null,null,null,null,null,null,null,null,null,null,null,"Ex.- Volumen anual de exportaciones"]
[null,null,null,null,null,null,null,null,null,null,null,null,null,null,null,null,null,null,"Ev.- Volumen medio anual de evaporación en embalses"]
[null,null,null,null,null,null,null,null,null,null,null,null,null,null,null,null,null,null,"Av.- Volumen medio anual de variación de almacenamiento en embalses"]
[null,null,null,null,null,null,null,null,null,null,null,null,null,null,null,null,null,null,"Ab.- Volumen medio anual de escurrimiento de la cuenca hacia aguas abajo "]
[null,null,null,null,null,null,null,null,null,null,null,null,null,null,null,null,null,null,"Rxy.- Volumen anual actual comprometido aguas abajo y volumenes decretados para reservas medio ambiente"]
[null,null,null,null,null,null,null,null,null,null,null,null,null,null,null,null,null,null,"D.- Disponibilidad media anual de agua superficial en la cuenca hidrológica "]
[]
[]
[]
[]
[]
[]
[]
[]
["No LINEA","CUENCA O REGION","CONEXION",null,null,null,null,"OFERTA  POTENCIAL",null,null,null,null,"DEMANDA CONSUNTIVA",null,null,null,null,null,null,null,"OFERTA REAL",null,null,null,null,null,null,null,null,null,null,null,null,null,"EXTRACC Y VOLS RESERV PARA A ABAJO",null,null,null,null,null,null,null,null,null,null,null,null,null,null,null,null,null,null,"POR CUENCA PROPIA",null,null,"A LA SAL. DEL C PRINCIPAL",null,"DISPONIBILIDAD RELATIVA",null,null,null,"OFERTA - DEMANDA"]
[null,"HIDROLOGICA","DE ","HACIA",null,null,null,"Cp","Cp A Arriba","Im","R","TOTAL","Uc","Ev","Ex","TOTAL","TOTAL ACUM.","Dv","Ab","Ab","Cp","Ar1","Ar2","Ar3","Ar4","Ar5","Ar6","Ar7","Ar8","Ar9","Ar10","Ar11","Im","TOTAL","Uc","Re1","Re2","RImp","TOTAL","para Cp","para Ar1","para Ar2","para Ar3","para Ar4","para Ar5","para Ar6","para Ar7","para Ar8","para Ar9","para Ar10","para Ar11","para Im","TOTAL","RESERVADO","DISPONIBLE","DImp","RESERVADO","DISPONIBLE","INDICE","CLAVE","COLOR",null,"OFERTA","DEMANDA","Indice"]
["Cuenca Río Cocoraque"]
[null,null,null,null,null,null,null,null,null,null,null,null,null,null,null,null,null,null,null,null,{"$f":"IF(U43=0,\"\",U43/(SUM($U43:$AG43)))","v":1},"","","","","","","","","","","","",{"$f":"SUM(U42:AG42)","v":1},null,null,null,null,null,{"$f":"IF(U42=0,\"\",U42)","v":1},"","","","","","","","","","","","",{"$f":"SUM(AN42:AZ42)","v":1}]
["A",{"$f":"A43","v":"A"},{"$f":"A43","v":"A"},"B",null,null,null,{"$f":"C8","v":12.953388869999999},null,{"$f":"J8","v":0},{"$f":"I8","v":0},{"$f":"SUM(H43:K43)","v":12.953388869999999},{"$f":"H8","v":0.37158220000000008},{"$f":"L8","v":0},{"$f":"K8","v":0},{"$f":"SUM(M43:O43)","v":0.37158220000000008},{"$f":"+P43","v":0.37158220000000008},{"$f":"M8","v":0},{"$f":"L43-Q43-R43","v":12.581806669999999},{"$f":"IF(S43<0,0,S43)","v":12.581806669999999},{"$f":"K43+H43","v":12.953388869999999},null,null,null,null,null,null,null,null,null,null,null,{"$f":"J43","v":0},{"$f":"SUM(U43:AG43)","v":12.953388869999999},{"$f":"+Q43","v":0.37158220000000008},{"$f":"(AI45+R45)*V44","v":12.581806669999999},{"$f":"AI43+R43+AJ43","v":12.953388869999999},{"$f":"IF(AG43>0,(AI43+R43+AJ43)*AG42,\"\")","v":""},{"$f":"SUM(AI43:AK43)","v":25.906777739999999},{"$f":"IF(AN42=\"\",\"\",$AM43*AN42)","v":25.906777739999999},"","","","","","","","","","","","",{"$f":"SUM(AN43:AZ43)","v":25.906777739999999},{"$f":"+U43","v":12.953388869999999},{"$f":"IF(D43=\"MAR\",IF((BB43-AJ43)<0,0,BB43-AJ43),IF(D43=\"Cerrada\",IF((BB43-AJ43)<0,0,BB43-AJ43),IF((BB43-AK43)<0,0,BB43-AK43)))","v":0},{"$f":"IF(AG43=0,\"\",IF(AG43-AL43<0,0,AG43-AL43))","v":""},{"$f":"IF(D43=\"MAR\",0,IF(D43=\"Cerrada\",0,AJ43))","v":12.581806669999999},{"$f":"IF(T43-BE43<0,0,T43-BE43)","v":0},{"$f":"IF(D43=\"MAR\",IF(AI43+R43+AJ43=0,\"Infinito\",(I43+U43+AG43)/(AI43+R43)),IF(D43=\"Cerrada\",IF(AI43+R43+AJ43=0,\"Infinito\",(I43+U43+AG43)/(AI43+R43)),IF(AI43+R43+AJ43=0,\"Infinito\",(I43+U43+AG43)/(AI43+R43+AJ43))))","v":1},{"$f":"IF(BG43<1.4,\"1\", IF(BG43<3,\"2\", IF(BG43<9,\"3\", \"4\")))","v":"1"},{"$f":"IF(BG43<1.4,\"ROJO\", IF(BG43<3,\"AMARILLO\", IF(BG43<9,\"VERDE\", \"AZUL\")))","v":"ROJO"},{"$f":"IF(BG43<1.4,\"Déficit\", IF(BG43<3,\"Equilibrio\", IF(BG43<9,\"Disponibilidad\", \"Abundante\")))","v":"Déficit"},{"$f":"I43+U43+AG43","v":12.953388869999999},{"$f":"IF(D43=\"MAR\",AI43+R43,IF(D43=\"Cerrada\",AI43+R43,AI43+R43+AJ43))","v":12.953388869999999},{"$f":"BK43/BL43","v":1}]
[null,null,null,null,null,null,null,null,null,null,null,null,null,null,null,null,null,null,null,null,{"$f":"IF(U45=0,\"\",U45/(SUM($U45:$AG45)))","v":0.56810180828205348},0.43189819171794652,"","","","","","","","","","","",{"$f":"SUM(U44:AG44)","v":1},null,null,null,null,null,{"$f":"IF(U44=0,\"\",U44)","v":0.56810180828205348},0.43189819171794652,"","","","","","","","","","","",{"$f":"SUM(AN44:AZ44)","v":1}]
["B",{"$f":"A45","v":"B"},{"$f":"A45","v":"B"},"MAR",null,null,null,{"$f":"C9","v":16.549611129999999},{"$f":"T43","v":12.581806669999999},{"$f":"J9","v":0},{"$f":"I9","v":0},{"$f":"SUM(H45:K45)","v":29.131417799999998},{"$f":"H9","v":0.188384},{"$f":"L9","v":0},{"$f":"K9","v":28.943033799999998},{"$f":"SUM(M45:O45)","v":29.131417799999998},{"$f":"+P45","v":29.131417799999998},{"$f":"M9","v":0},{"$f":"L45-Q45-R45","v":0},{"$f":"IF(S45<0,0,S45)","v":0},{"$f":"K45+H45","v":16.549611129999999},{"$f":"T43","v":12.581806669999999},null,null,null,null,null,null,null,null,null,null,{"$f":"J45","v":0},{"$f":"SUM(U45:AG45)","v":29.131417799999998},{"$f":"+Q45","v":29.131417799999998},{"$f":"(AI45+R45)*U44","v":16.549611129999999},null,{"$f":"IF(AG45>0,(AI45+R45+AJ45)*AG44,\"\")","v":""},{"$f":"SUM(AI45:AK45)","v":45.681028929999997},{"$f":"IF(AN44=\"\",\"\",$AM45*AN44)","v":25.951475139317797},19.7295537906822,"","","","","","","","","","","",{"$f":"SUM(AN45:AZ45)","v":45.681028929999997},{"$f":"+U45","v":16.549611129999999},{"$f":"IF(D45=\"MAR\",IF((BB45-AJ45)<0,0,BB45-AJ45),IF(D45=\"Cerrada\",IF((BB45-AJ45)<0,0,BB45-AJ45),IF((BB45-AK45)<0,0,BB45-AK45)))","v":0},{"$f":"IF(AG45=0,\"\",IF(AG45-AL45<0,0,AG45-AL45))","v":""},{"$f":"IF(D45=\"MAR\",0,IF(D45=\"Cerrada\",0,AJ45))","v":0},{"$f":"IF(T45-BE45<0,0,T45-BE45)","v":0},{"$f":"IF(D45=\"MAR\",IF(AI45+R45+AJ45=0,\"Infinito\",(I45+U45+AG45)/(AI45+R45)),IF(D45=\"Cerrada\",IF(AI45+R45+AJ45=0,\"Infinito\",(I45+U45+AG45)/(AI45+R45)),IF(AI45+R45+AJ45=0,\"Infinito\",(I45+U45+AG45)/(AI45+R45+AJ45))))","v":1},{"$f":"IF(BG45<1.4,\"1\", IF(BG45<3,\"2\", IF(BG45<9,\"3\", \"4\")))","v":"1"},{"$f":"IF(BG45<1.4,\"ROJO\", IF(BG45<3,\"AMARILLO\", IF(BG45<9,\"VERDE\", \"AZUL\")))","v":"ROJO"},{"$f":"IF(BG45<1.4,\"Déficit\", IF(BG45<3,\"Equilibrio\", IF(BG45<9,\"Disponibilidad\", \"Abundante\")))","v":"Déficit"},{"$f":"IF(I45+U45+AG45<=0,0,I45+U45+AG45)","v":29.131417799999998},{"$f":"IF(D45=\"MAR\",AI45+R45,IF(D45=\"Cerrada\",AI45+R45,AI45+R45+AJ45))","v":29.131417799999998},{"$f":"BK45/BL45","v":1}]
[]
[null,null,null,null,null,null,null,null,null,null,null,null,null,null,null,null,null,null,null,null,null,null,null,null,null,null,null,null,null,null,null,null,null,null,null,null,null,"Comprobación  ",null,null,null,null,null,null,null,null,null,null,null,null,null,null,null,"SDxx   ",null,null,"Ab   "]
[null,null,null,null,null,null,null,null,null,null,null,null,null,null,null,null,null,null,null,null,null,null,null,null,null,null,null,null,null,null,null,null,null,null,null,null,null,null,null,null,null,null,null,null,null,null,null,null,null,null,null,null,null,{"$f":"SUM(BC43:BD45)","v":0},"Mm3",null,{"$f":"T45","v":0},"Mm3"]
[]
[]
[]
[]
[]
[]
[]
[]
["No LINEA","CUENCA O REGION","CONEXION",null,null,null,null,"OFERTA  POTENCIAL",null,null,null,null,"DEMANDA CONSUNTIVA",null,null,null,null,null,null,null,"OFERTA REAL",null,null,null,null,null,null,null,null,null,null,null,null,null,"EXTRACC Y VOLS RESERV PARA A ABAJO",null,null,null,null,null,null,null,null,null,null,null,null,null,null,null,null,null,null,"POR CUENCA PROPIA",null,null,"A LA SAL. DEL C PRINCIPAL",null,"DISPONIBILIDAD RELATIVA",null,null,null,"OFERTA - DEMANDA"]
[null,"HIDROLOGICA","DE ","HACIA",null,null,null,"Cp","Cp A Arriba","Im","R","TOTAL","Uc","Ev","Ex","TOTAL","TOTAL ACUM.","Dv","Ab","Ab","Cp","Ar1","Ar2","Ar3","Ar4","Ar5","Ar6","Ar7","Ar8","Ar9","Ar10","Ar11","Im","TOTAL","Uc","Re1","Re2","RImp","TOTAL","para Cp","para Ar1","para Ar2","para Ar3","para Ar4","para Ar5","para Ar6","para Ar7","para Ar8","para Ar9","para Ar10","para Ar11","para Im","TOTAL","RESERVADO","DISPONIBLE","DImp","RESERVADO","DISPONIBLE","INDICE","CLAVE","COLOR",null,"OFERTA","DEMANDA","Indice"]
["Cuenca Río Concepción"]
[null,null,null,null,null,null,null,null,null,null,null,null,null,null,null,null,null,null,null,null,{"$f":"IF(U61=0,\"\",U61/(SUM($U61:$AG61)))","v":1},"","","","","","","","","","","","",{"$f":"SUM(U60:AG60)","v":1},null,null,null,null,null,{"$f":"IF(U60=0,\"\",U60)","v":1},"","","","","","","","","","","","",{"$f":"SUM(AN60:AZ60)","v":1}]
["A",{"$f":"A61","v":"A"},{"$f":"A61","v":"A"},"B",null,null,null,{"$f":"C10","v":43.286999999999999},null,{"$f":"J10","v":0},{"$f":"I10","v":0},{"$f":"SUM(H61:K61)","v":43.286999999999999},{"$f":"H10","v":2.985665},{"$f":"L10","v":0},{"$f":"K10","v":0},{"$f":"SUM(M61:O61)","v":2.985665},{"$f":"+P61","v":2.985665},{"$f":"M10","v":0},{"$f":"L61-Q61-R61","v":40.301335000000002},{"$f":"IF(S61<0,0,S61)","v":40.301335000000002},{"$f":"K61+H61","v":43.286999999999999},null,null,null,null,null,null,null,null,null,null,null,{"$f":"J61","v":0},43.286999999999999,{"$f":"+Q61","v":2.985665},{"$f":"(AI63+R63+AJ63)*V62","v":40.301335000000002},{"$f":"AI61+R61+AJ61","v":43.286999999999999},{"$f":"IF(AG61>0,(AI61+R61+AJ61)*AG60,\"\")","v":""},{"$f":"SUM(AI61:AK61)","v":86.573999999999998},{"$f":"IF(AN60=\"\",\"\",$AM61*AN60)","v":86.573999999999998},"","","","","","","","","","","","",86.573999999999998,{"$f":"+U61","v":43.286999999999999},{"$f":"IF(D61=\"MAR\",IF((BB61-AJ61)<0,0,BB61-AJ61),IF(D61=\"Cerrada\",IF((BB61-AJ61)<0,0,BB61-AJ61),IF((BB61-AK61)<0,0,BB61-AK61)))","v":0},{"$f":"IF(AG61=0,\"\",IF(AG61-AL61<0,0,AG61-AL61))","v":""},{"$f":"IF(D61=\"MAR\",0,IF(D61=\"Cerrada\",0,AJ61))","v":40.301335000000002},{"$f":"IF(T61-BE61<0,0,T61-BE61)","v":0},{"$f":"IF(D61=\"MAR\",IF(AI61+R61+AJ61=0,\"Infinito\",(I61+U61+AG61)/(AI61+R61)),IF(D61=\"Cerrada\",IF(AI61+R61+AJ61=0,\"Infinito\",(I61+U61+AG61)/(AI61+R61)),IF(AI61+R61+AJ61=0,\"Infinito\",(I61+U61+AG61)/(AI61+R61+AJ61))))","v":1},{"$f":"IF(BG61<1.4,\"1\", IF(BG61<3,\"2\", IF(BG61<9,\"3\", \"4\")))","v":"1"},{"$f":"IF(BG61<1.4,\"ROJO\", IF(BG61<3,\"AMARILLO\", IF(BG61<9,\"VERDE\", \"AZUL\")))","v":"ROJO"},{"$f":"IF(BG61<1.4,\"Déficit\", IF(BG61<3,\"Equilibrio\", IF(BG61<9,\"Disponibilidad\", \"Abundante\")))","v":"Déficit"},{"$f":"I61+U61+AG61","v":43.286999999999999},{"$f":"IF(D61=\"MAR\",AI61+R61,IF(D61=\"Cerrada\",AI61+R61,AI61+R61+AJ61))","v":43.286999999999999},{"$f":"BK61/BL61","v":1}]
[null,null,null,null,null,null,null,null,null,null,null,null,null,null,null,null,null,null,null,null,{"$f":"IF(U63=0,\"\",U63/(SUM($U63:$AG63)))","v":0.5494355917433621},0.4505644082566379,"","","","","","","","","","","",1,null,null,null,null,null,{"$f":"IF(U62=0,\"\",U62)","v":0.5494355917433621},0.4505644082566379,"","","","","","","","","","","",1]
["B",{"$f":"A63","v":"B"},{"$f":"A63","v":"B"},"C",null,null,null,{"$f":"C11","v":49.145000000000003},{"$f":"T61","v":40.301335000000002},{"$f":"J11","v":0},{"$f":"I11","v":0},{"$f":"SUM(H63:K63)","v":89.446335000000005},{"$f":"H11","v":36.957418220000001},{"$f":"L11","v":6.1059999999999999},{"$f":"K11","v":26.68065652085275},{"$f":"SUM(M63:O63)","v":69.744074740852753},{"$f":"+P63","v":69.744074740852753},{"$f":"M11","v":-0.46400000000000002},{"$f":"L63-Q63-R63","v":20.166260259147251},{"$f":"IF(S63<0,0,S63)","v":20.166260259147251},{"$f":"K63+H63","v":49.145000000000003},{"$f":"T61","v":40.301335000000002},null,null,null,null,null,null,null,null,null,null,{"$f":"J63","v":0},89.446335000000005,{"$f":"+Q63","v":69.744074740852753},{"$f":"(AI65+R65)*V64","v":20.166260259147251},{"$f":"(AI63+R63+AJ63)*U62","v":49.145000000000003},{"$f":"IF(AG63>0,(AI63+R63+AJ63)*AG62,\"\")","v":""},{"$f":"SUM(AI63:AK63)","v":139.05533500000001},{"$f":"IF(AN62=\"\",\"\",$AM63*AN62)","v":76.401950270796462},62.653384729203559,"","","","","","","","","","","",139.05533500000001,{"$f":"+U63","v":49.145000000000003},{"$f":"IF(D63=\"MAR\",IF((BB63-AJ63)<0,0,BB63-AJ63),IF(D63=\"Cerrada\",IF((BB63-AJ63)<0,0,BB63-AJ63),IF((BB63-AK63)<0,0,BB63-AK63)))","v":0},{"$f":"IF(AG63=0,\"\",IF(AG63-AL63<0,0,AG63-AL63))","v":""},{"$f":"IF(D63=\"MAR\",0,IF(D63=\"Cerrada\",0,AJ63))","v":20.166260259147251},{"$f":"IF(T63-BE63<0,0,T63-BE63)","v":0},{"$f":"IF(D63=\"MAR\",IF(AI63+R63+AJ63=0,\"Infinito\",(I63+U63+AG63)/(AI63+R63)),IF(D63=\"Cerrada\",IF(AI63+R63+AJ63=0,\"Infinito\",(I63+U63+AG63)/(AI63+R63)),IF(AI63+R63+AJ63=0,\"Infinito\",(I63+U63+AG63)/(AI63+R63+AJ63))))","v":1},{"$f":"IF(BG63<1.4,\"1\", IF(BG63<3,\"2\", IF(BG63<9,\"3\", \"4\")))","v":"1"},{"$f":"IF(BG63<1.4,\"ROJO\", IF(BG63<3,\"AMARILLO\", IF(BG63<9,\"VERDE\", \"AZUL\")))","v":"ROJO"},{"$f":"IF(BG63<1.4,\"Déficit\", IF(BG63<3,\"Equilibrio\", IF(BG63<9,\"Disponibilidad\", \"Abundante\")))","v":"Déficit"},{"$f":"I63+U63+AG63","v":89.446335000000005},{"$f":"IF(D63=\"MAR\",AI63+R63,IF(D63=\"Cerrada\",AI63+R63,AI63+R63+AJ63))","v":89.446335000000005},{"$f":"BK63/BL63","v":1}]
[null,null,null,null,null,null,null,null,null,null,null,null,null,null,null,null,null,null,null,null,{"$f":"IF(U65=0,\"\",U65/(SUM($U65:$AG65)))","v":0.64995366852304248},0.35004633147695752,"","","","","","","","","","","",1,null,null,null,null,null,{"$f":"IF(U64=0,\"\",U64)","v":0.64995366852304248},0.35004633147695752,"","","","","","","","","","","",1]
["C",{"$f":"A65","v":"C"},{"$f":"A65","v":"C"},"MAR",null,null,null,{"$f":"C12","v":37.444000000000003},{"$f":"T63","v":20.166260259147251},{"$f":"J12","v":0},{"$f":"I12","v":0},{"$f":"SUM(H65:K65)","v":57.610260259147253},{"$f":"H12","v":24.25485029999999},{"$f":"L12","v":0},{"$f":"K12","v":33.355409959147266},{"$f":"SUM(M65:O65)","v":57.610260259147253},{"$f":"+P65","v":57.610260259147253},{"$f":"M12","v":0},{"$f":"L65-Q65-R65","v":0},{"$f":"IF(S65<0,0,S65)","v":0},{"$f":"K65+H65","v":37.444000000000003},{"$f":"T63","v":20.166260259147251},null,null,null,null,null,null,null,null,null,null,{"$f":"J65","v":0},57.610260259147253,{"$f":"+Q65","v":57.610260259147253},{"$f":"(AI65+R65)*U64","v":37.444000000000003},null,{"$f":"IF(AG65>0,(AI65+R65+AJ65)*AG64,\"\")","v":""},{"$f":"SUM(AI65:AK65)","v":95.054260259147256},{"$f":"IF(AN64=\"\",\"\",$AM65*AN64)","v":61.780865164176802},33.273395094970454,"","","","","","","","","","","",95.054260259147256,{"$f":"+U65","v":37.444000000000003},{"$f":"IF(D65=\"MAR\",IF((BB65-AJ65)<0,0,BB65-AJ65),IF(D65=\"Cerrada\",IF((BB65-AJ65)<0,0,BB65-AJ65),IF((BB65-AK65)<0,0,BB65-AK65)))","v":0},{"$f":"IF(AG65=0,\"\",IF(AG65-AL65<0,0,AG65-AL65))","v":""},{"$f":"IF(D65=\"MAR\",0,IF(D65=\"Cerrada\",0,AJ65))","v":0},{"$f":"IF(T65-BE65<0,0,T65-BE65)","v":0},{"$f":"IF(D65=\"MAR\",IF(AI65+R65+AJ65=0,\"Infinito\",(I65+U65+AG65)/(AI65+R65)),IF(D65=\"Cerrada\",IF(AI65+R65+AJ65=0,\"Infinito\",(I65+U65+AG65)/(AI65+R65)),IF(AI65+R65+AJ65=0,\"Infinito\",(I65+U65+AG65)/(AI65+R65+AJ65))))","v":1},{"$f":"IF(BG65<1.4,\"1\", IF(BG65<3,\"2\", IF(BG65<9,\"3\", \"4\")))","v":"1"},{"$f":"IF(BG65<1.4,\"ROJO\", IF(BG65<3,\"AMARILLO\", IF(BG65<9,\"VERDE\", \"AZUL\")))","v":"ROJO"},{"$f":"IF(BG65<1.4,\"Déficit\", IF(BG65<3,\"Equilibrio\", IF(BG65<9,\"Disponibilidad\", \"Abundante\")))","v":"Déficit"},{"$f":"IF(I65+U65+AG65<=0,0,I65+U65+AG65)","v":57.610260259147253},{"$f":"IF(D65=\"MAR\",AI65+R65,IF(D65=\"Cerrada\",AI65+R65,AI65+R65+AJ65))","v":57.610260259147253},{"$f":"BK65/BL65","v":1}]
[]
[null,null,null,null,null,null,null,null,null,null,null,null,null,null,null,null,null,null,null,null,null,null,null,null,null,null,null,null,null,null,null,null,null,null,null,null,null,"Comprobación  ",null,null,null,null,null,null,null,null,null,null,null,null,null,null,null,"SDxx   ",null,null,"Ab   "]
[null,null,null,null,null,null,null,null,null,null,null,null,null,null,null,null,null,null,null,null,null,null,null,null,null,null,null,null,null,null,null,null,null,null,null,null,null,null,null,null,null,null,null,null,null,null,null,null,null,null,null,null,null,{"$f":"SUM(BC61:BD65)","v":0},"Mm3",null,{"$f":"T65","v":0},"Mm3"]

{"sheet":"RH-9","index":8,"n_rows":140,"n_cols":65,"rows_kept":140,"cut":false,"hidden":false,"merged":[[1,1,1,14],[2,1,2,14],[3,1,3,14],[4,0,4,16]]}
[]
[null,"GERENCIA DE AGUAS SUPERFICIALES E INGENIERÍA DE RÍOS"]
[null,"REGION HIDROLOGICA No 9"]
[null,"SONORA SUR"]
[]
[null,null,null,null,null,null,null,"Cambio de cuenca GE"]
["Cuenca","Nombre","Cp","Ar","Uc (a)","Uc (b)","Uc (c)","Uc","R","Im","Ex","Ev ","Δv","Ab","Rxy","Ab - Rxy","D",null,"ECUACIONES"]
[1,"Río Sonora 1",127.614,{"$f":"I71","v":0},37.297524600000003,0,0,{"$f":"E8+F8+G8","v":37.297524600000003},0,0,0,0,0,{"$f":"C8+D8+I8+J8-H8-K8-L8-M8","v":90.316475400000002},{"$f":"BE71","v":90.316548998043373},{"$f":"N8-O8","v":-7.359804337170317E-5},{"$f":"P8","v":-7.359804337170317E-5}]
[2,"Río San Miguel",33.380000000000003,{"$f":"I73","v":0},5.612946,0,0,5.612946,0,0,0,0,0,{"$f":"C9+D9+I9+J9-H9-K9-L9-M9","v":27.767054000000002},{"$f":"BE73","v":27.767076627110235},{"$f":"N9-O9","v":-2.2627110233486292E-5},{"$f":"P9","v":-2.2627110233486292E-5},null,"Ab = Cp + Ar + R + Im - (Uc(a) + Uc(b) + Uc(c) + Ev + Ex + Av)"]
[3,"Río Sonora 2",75.358000000000004,{"$f":"I75","v":118.0835294},74.694051300000012,0,0,74.694051300000012,0,60.485044600000002,85.171000000000006,30.099,-0.21,64.172522699999988,{"$f":"BE75","v":64.17272962236855},{"$f":"N10-O10","v":-2.0692236856234558E-4},{"$f":"P10","v":-2.0692236856234558E-4},null,"D = Ab - Rxy"]
[4,"Río Sonora 3",98.871907528140582,{"$f":"I77","v":64.172522699999988},163.04495596000001,0,0,163.04495596000001,0,0,0,0,0,-5.257318594260596E-4,{"$f":"BE77","v":0},{"$f":"N11-O11","v":-5.257318594260596E-4},{"$f":"P11","v":-5.257318594260596E-4}]
[5,"Río Mátape 1",33.244,{"$f":"I88","v":0},2.4384364000000001,0,0,2.4384364000000001,0,0,0,4.18,-5.0000000000000001E-3,26.630563599999999,{"$f":"BE88","v":11.861966463052486},{"$f":"N12-O12","v":14.768597136947513},{"$f":"P12","v":14.768597136947513},null,"SIMBOLOGIA"]
[6,"Río Mátape 2",46.637999999999998,{"$f":"I90","v":26.630563599999999},20.133281100000005,2.5000000000000001E-3,0,20.135781100000006,0,0,12.5,0,0,40.63278249999999,{"$f":"BE90","v":0},40.63278249999999,40.63278249999999]
[7,"Río Bavispe",526.976,{"$f":"$I$101","v":0},457.55465699999996,0,0,457.55465699999996,3.7735922999999998,0,0,53.244999999999997,-0.57199999999999995,20.521935300000056,{"$f":"$BE$101","v":20.517947338696459},3.9879613035971317E-3,3.9879613035971317E-3,55,"Cp.- Volumen medio anual de escurrimiento natural "]
[8,"Río Yaqui 1",2187.837,{"$f":"$I$103","v":20.521935300000049},1970.89225465,7.2771914000000004,0,1978.16944605,447.2118795975,0,60.485044600000002,132.84700000000001,40.146999999999998,443.92232424749994,{"$f":"$BE$103","v":443.4062757611394},0.51604848636054612,0.51604848636054612,null,"Ar.- Volumen medio anual de escurrimiento desde la cuenca aguas arriba"]
[9,"Río Yaqui 2",382.62299999999999,{"$f":"$I$105","v":443.92232424749994},1604.2214497500001,0,0,1604.2214497500001,1876.6014433,0,0,203.56200000000001,1.2030000000000001,894.16031779749994,{"$f":"$BE$105","v":891.01797797449638},3.1423398230035673,3.1423398230035673,null,"Uc (a).- Volumen anual de extracción de agua superficial mediante títulos inscritos actualmente en el REPDA"]
[10,"Río Yaqui 3",54.119,{"$f":"$I$107","v":894.16031779749983},2289.886936393928,250,0,2539.886936393928,1600.5650000000001,0,0,0,0,8.9573814035720716,{"$f":"$BE$107","v":0},8.9573814035720716,8.9573814035720716,null,"Uc (b).- Volumen anual de extracción de agua superficial de títulos en proceso de inscripción en el REPDA"]
[11,"Arroyo Cocoraque 1",15.443,{"$f":"$I$118","v":0},4.1929249999999998,0,0,4.1929249999999998,0,0,0,0,0,11.250074999999999,{"$f":"$BE$118","v":0.7546276307327856},10.495447369267213,10.495447369267213,null,"Uc (c).- Volumen anual correspondiente a las reservas y las zonas reglamentadas"]
[12,"Arroyo Cocoraque 2",13.529,{"$f":"$I$120","v":11.250074999999999},1.66212,0,0,1.66212,0,0,0,0,0,23.116954999999997,{"$f":"$BE$120","v":0},23.116954999999997,23.116954999999997,null,"R.- Volumen anual de retornos"]
[13,"Río Mayo 1",965.053,{"$f":"$I$131","v":0},3.2557870999999996,25.023499999999999,0,28.279287099999998,2.0244956250000001,0,0,0,0,938.79820852499995,{"$f":"$BE$131","v":938.74843837096057},4.9770154039379122E-2,4.9770154039379122E-2,null,"Im.- Volumen anual de importaciones"]
[14,"Arroyo Quiriego",23.495999999999999,{"$f":"$I$133","v":0},0.40223449999999999,0,0,0.40223449999999999,8.873747500000001E-2,0,0,0,0,23.182502974999998,{"$f":"$BE$133","v":23.181273960358077},1.2290146419218217E-3,1.2290146419218217E-3,null,"Ex.- Volumen anual de exportaciones"]
[15,"Río Mayo 2",146.37200000000001,{"$f":"$I$135","v":961.98071149999998},1034.7741129999999,0,0,1034.7741129999999,0.22889554999999998,0,0,73.009,0.373,0.42549405000005902,{"$f":"$BE$135","v":0.36672287122354769},5.8771178776511335E-2,5.8771178776511335E-2,null,"Ev.- Volumen medio anual de evaporación en embalses"]
[16,"Río Mayo 3",68.965999999999994,{"$f":"$I$137","v":0.42549405000004481},864.48811418604646,0,0,864.48811418604646,1036.6710189549999,0,88.8,0,0,152.77439881895356,{"$f":"$BE$137","v":0},152.77439881895356,152.77439881895356,null,"Av.- Volumen medio anual de variación de almacenamiento en embalses"]
[null,"Totales",{"$f":"SUM(C8:C23)","v":4799.5199075281416},null,{"$f":"SUM(E8:E23)","v":8534.5517869399737},282.3031914,0,8816.8549783399758,4967.1650628025,60.485044600000002,246.95604459999998,496.94200000000001,40.936,null,null,null,{"$f":"Q19+Q17+Q23+Q13","v":225.48151772252561},null,"Ab.- Volumen medio anual de escurrimiento de la cuenca hacia aguas abajo "]
["Valores  en millones de metros cúbicos",null,null,null,null,null,null,null,{"$f":"N6+Q6","v":0},null,null,null,null,null,null,null,null,null,"Rxy.- Volumen anual actual comprometido aguas abajo y volumenes decretados para reservas medio ambiente"]
[null,null,null,null,null,null,null,null,null,null,null,null,null,null,null,null,null,null,"D.- Disponibilidad media anual de agua superficial en la cuenca hidrológica "]
[]
[]
[null,null,null,null,null,null,null,null,null,null,null,null,null,null,"Cuenca","Presa","Vol. Titulado Mm3"]
[null,null,null,null,null,null,null,null,null,null,null,null,null,null,"Río Bavispe","Lázaro Cárdenas (Angostura)",416.66899999999998]
[null,null,null,null,null,null,null,null,null,null,null,null,null,null,"Río Yaqui 1","Plutarco Elias Calles (Novillo)",2607.5970000000002]
[null,null,null,null,null,null,null,null,null,null,null,null,null,null,"Río Yaqui 2","Alvaro Obregón (Ovichic)",1099.4100000000001,640,1739.41,null,"Rebombeo"]
[null,null,null,null,null,null,null,null,null,null,null,null,null,null,null,null,"titulo 1 de la presa Oviachic","titulo 2 de la presa Oviachic",null,269]
[null,null,null,null,null,null,null,null,null,null,null,null,null,null,null,null,null,null,null,{"$f":"T33+92","v":361}]
[]
[]
[]
[]
[]
[]
[]
[]
[]
[]
[]
[]
[]
[]
[]
[]
[]
[]
[]
[]
[]
[]
[]
[]
[]
[]
[]
[]
[]
[]
[]
[]
["No LINEA","CUENCA O REGION","CONEXION",null,null,null,null,"OFERTA  POTENCIAL",null,null,null,null,"DEMANDA CONSUNTIVA",null,null,null,null,null,null,null,"OFERTA REAL",null,null,null,null,null,null,null,null,null,null,null,null,null,"EXTRACC Y VOLS RESERV PARA A ABAJO",null,null,null,null,null,null,null,null,null,null,null,null,null,null,null,null,null,null,"POR CUENCA PROPIA",null,null,"A LA SAL. DEL C PRINCIPAL",null,"DISPONIBILIDAD RELATIVA",null,null,null,"OFERTA - DEMANDA"]
[null,"HIDROLOGICA","DE ","HACIA",null,null,null,"Cp","Cp A Arriba","Im","R","TOTAL","Uc","Ev","Ex","TOTAL","TOTAL ACUM.","Dv","Ab","Ab","Cp","Ar1","Ar2","Ar3","Ar4","Ar5","Ar6","Ar7","Ar8","Ar9","Ar10","Ar11","Im","TOTAL","Uc","Re1","Re2","RImp","TOTAL","para Cp","para Ar1","para Ar2","para Ar3","para Ar4","para Ar5","para Ar6","para Ar7","para Ar8","para Ar9","para Ar10","para Ar11","para Im","TOTAL","RESERVADO","DISPONIBLE","DImp","RESERVADO","DISPONIBLE","INDICE","CLAVE","COLOR",null,"OFERTA","DEMANDA","Indice"]
["Cuenca Río Sonora"]
[null,null,null,null,null,null,null,null,null,null,null,null,null,null,null,null,null,null,null,null,{"$f":"IF(U71=0,\"\",U71/(SUM($U71:$AG71)))","v":1},{"$f":"IF(V71=0,\"\",V71/(SUM($U71:$AG71)))","v":""},"","","","","","","","","","","",{"$f":"SUM(U70:AG70)","v":1},null,null,null,null,null,{"$f":"IF(U70=0,\"\",U70)","v":1},{"$f":"IF(V70=0,\"\",V70)","v":""},{"$f":"IF(W70=0,\"\",W70)","v":""},{"$f":"IF(X70=0,\"\",X70)","v":""},{"$f":"IF(Y70=0,\"\",Y70)","v":""},"","","","","","",{"$f":"IF(AF70=0,\"\",AF70)","v":""},{"$f":"IF(AG70=0,\"\",AG70)","v":""},{"$f":"SUM(AN70:AZ70)","v":1}]
["A",{"$f":"A71","v":"A"},{"$f":"A71","v":"A"},"C",null,null,null,{"$f":"C8","v":127.614},null,{"$f":"J8","v":0},{"$f":"I8","v":0},{"$f":"SUM(H71:K71)","v":127.614},{"$f":"H8","v":37.297524600000003},{"$f":"L8","v":0},{"$f":"K8","v":0},{"$f":"SUM(M71:O71)","v":37.297524600000003},{"$f":"+P71","v":37.297524600000003},{"$f":"M8","v":0},{"$f":"L71-Q71-R71","v":90.316475400000002},{"$f":"IF(S71<0,0,S71)","v":90.316475400000002},{"$f":"K71+H71","v":127.614},null,null,null,null,null,null,null,null,null,null,null,{"$f":"J71","v":0},{"$f":"SUM(U71:AG71)","v":127.614},{"$f":"+Q71","v":37.297524600000003},{"$f":"(AI75+R75+AJ75)*V74","v":90.316548998043373},{"$f":"AI71+R71+AJ71","v":127.61407359804338},{"$f":"IF(AG71>0,(AI71+R71+AJ71)*AG70,\"\")","v":""},{"$f":"SUM(AI71:AK71)","v":255.22814719608675},{"$f":"IF(AN70=\"\",\"\",$AM71*AN70)","v":255.22814719608675},"","","","","","","","","","","","",255.22814719608675,{"$f":"+U71","v":127.614},{"$f":"IF(D71=\"MAR\",IF((BB71-AJ71)<0,0,BB71-AJ71),IF(D71=\"Cerrada\",IF((BB71-AJ71)<0,0,BB71-AJ71),IF((BB71-AK71)<0,0,BB71-AK71)))","v":0},{"$f":"IF(AG71=0,\"\",IF(AG71-AL71<0,0,AG71-AL71))","v":""},{"$f":"IF(D71=\"MAR\",0,IF(D71=\"Cerrada\",0,AJ71))","v":90.316548998043373},{"$f":"IF(T71-BE71<0,0,T71-BE71)","v":0},{"$f":"IF(D71=\"MAR\",IF(AI71+R71+AJ71=0,\"Infinito\",(I71+U71+AG71)/(AI71+R71)),IF(D71=\"Cerrada\",IF(AI71+R71+AJ71=0,\"Infinito\",(I71+U71+AG71)/(AI71+R71)),IF(AI71+R71+AJ71=0,\"Infinito\",(I71+U71+AG71)/(AI71+R71+AJ71))))","v":0.99999942327643576},{"$f":"IF(BG71<1.4,\"1\", IF(BG71<3,\"2\", IF(BG71<9,\"3\", \"4\")))","v":"1"},{"$f":"IF(BG71<1.4,\"ROJO\", IF(BG71<3,\"AMARILLO\", IF(BG71<9,\"VERDE\", \"AZUL\")))","v":"ROJO"},{"$f":"IF(BG71<1.4,\"Déficit\", IF(BG71<3,\"Equilibrio\", IF(BG71<9,\"Disponibilidad\", \"Abundante\")))","v":"Déficit"},{"$f":"I71+U71+AG71","v":127.614},{"$f":"IF(D71=\"MAR\",AI71+R71,IF(D71=\"Cerrada\",AI71+R71,AI71+R71+AJ71))","v":127.61407359804338},{"$f":"BK71/BL71","v":0.99999942327643576}]
[null,null,null,null,null,null,null,null,null,null,null,null,null,null,null,null,null,null,null,null,{"$f":"IF(U73=0,\"\",U73/(SUM($U73:$AG73)))","v":0.26985409157422124},{"$f":"IF(V73=0,\"\",V73/(SUM($U73:$AG73)))","v":0.73014590842577887},"","","","","","","","","","","",1,null,null,null,null,null,{"$f":"IF(U72=0,\"\",U72)","v":0.26985409157422124},{"$f":"IF(V72=0,\"\",V72)","v":0.73014590842577887},"","","","","","","","","","","",1]
["B",{"$f":"A73","v":"B"},{"$f":"A73","v":"B"},"C",null,null,null,{"$f":"C9","v":33.380000000000003},null,{"$f":"J9","v":0},{"$f":"I9","v":0},{"$f":"SUM(H73:K73)","v":33.380000000000003},{"$f":"H9","v":5.612946},{"$f":"L9","v":0},{"$f":"K9","v":0},{"$f":"SUM(M73:O73)","v":5.612946},{"$f":"+P73","v":5.612946},{"$f":"M9","v":0},{"$f":"L73-Q73-R73","v":27.767054000000002},{"$f":"IF(S73<0,0,S73)","v":27.767054000000002},{"$f":"K73+H73","v":33.380000000000003},{"$f":"T71","v":90.316475400000002},null,null,null,null,null,null,null,null,null,null,{"$f":"J73","v":0},123.6964754,{"$f":"+Q73","v":5.612946},{"$f":"(AI75+R75+AJ75)*W74","v":27.767076627110235},{"$f":"AI73+R73+AJ73","v":33.380022627110236},{"$f":"IF(AG73>0,(AI73+R73+AJ73)*AG72,\"\")","v":""},{"$f":"SUM(AI73:AK73)","v":66.760045254220472},{"$f":"IF(AN72=\"\",\"\",$AM73*AN72)","v":18.015471365531564},48.744573888688912,"","","","","","","","","","","",66.760045254220472,{"$f":"+U73","v":33.380000000000003},{"$f":"IF(D73=\"MAR\",IF((BB73-AJ73)<0,0,BB73-AJ73),IF(D73=\"Cerrada\",IF((BB73-AJ73)<0,0,BB73-AJ73),IF((BB73-AK73)<0,0,BB73-AK73)))","v":0},{"$f":"IF(AG73=0,\"\",IF(AG73-AL73<0,0,AG73-AL73))","v":""},{"$f":"IF(D73=\"MAR\",0,IF(D73=\"Cerrada\",0,AJ73))","v":27.767076627110235},{"$f":"IF(T73-BE73<0,0,T73-BE73)","v":0},{"$f":"IF(D73=\"MAR\",IF(AI73+R73+AJ73=0,\"Infinito\",(I73+U73+AG73)/(AI73+R73)),IF(D73=\"Cerrada\",IF(AI73+R73+AJ73=0,\"Infinito\",(I73+U73+AG73)/(AI73+R73)),IF(AI73+R73+AJ73=0,\"Infinito\",(I73+U73+AG73)/(AI73+R73+AJ73))))","v":0.99999932213616249},{"$f":"IF(BG73<1.4,\"1\", IF(BG73<3,\"2\", IF(BG73<9,\"3\", \"4\")))","v":"1"},{"$f":"IF(BG73<1.4,\"ROJO\", IF(BG73<3,\"AMARILLO\", IF(BG73<9,\"VERDE\", \"AZUL\")))","v":"ROJO"},{"$f":"IF(BG73<1.4,\"Déficit\", IF(BG73<3,\"Equilibrio\", IF(BG73<9,\"Disponibilidad\", \"Abundante\")))","v":"Déficit"},{"$f":"I73+U73+AG73","v":33.380000000000003},{"$f":"IF(D73=\"MAR\",AI73+R73,IF(D73=\"Cerrada\",AI73+R73,AI73+R73+AJ73))","v":33.380022627110236},{"$f":"BK73/BL73","v":0.99999932213616249}]
[null,null,null,null,null,null,null,null,null,null,null,null,null,null,null,null,null,null,null,null,{"$f":"IF(U75=0,\"\",U75/(SUM($U75:$AG75)))","v":0.29677082950758826},{"$f":"IF(V75=0,\"\",V75/(SUM($U75:$AG75)))","v":0.35567949418322792},0.10935072120494171,"","","","","","","","","",0.23819895510424205,0.99999999999999989,null,null,null,null,null,{"$f":"IF(U74=0,\"\",U74)","v":0.29677082950758826},{"$f":"IF(V74=0,\"\",V74)","v":0.35567949418322792},0.10935072120494171,"","","","","","","","","",0.23819895510424205,0.99999999999999989]
["C",{"$f":"A75","v":"C"},{"$f":"A75","v":"C"},"D",null,null,null,{"$f":"C10","v":75.358000000000004},{"$f":"T71+T73","v":118.0835294},{"$f":"J10","v":60.485044600000002},{"$f":"I10","v":0},{"$f":"SUM(H75:K75)","v":253.92657400000002},{"$f":"H10","v":74.694051300000012},{"$f":"L10","v":30.099},{"$f":"K10","v":85.171000000000006},{"$f":"SUM(M75:O75)","v":189.96405130000002},{"$f":"+P75","v":189.96405130000002},{"$f":"M10","v":-0.21},{"$f":"L75-Q75-R75","v":64.172522699999988},{"$f":"IF(S75<0,0,S75)","v":64.172522699999988},{"$f":"K75+H75","v":75.358000000000004},{"$f":"T71","v":90.316475400000002},{"$f":"T73","v":27.767054000000002},null,null,null,null,null,null,null,null,null,{"$f":"J75","v":60.485044600000002},253.92657400000002,{"$f":"+Q75","v":189.96405130000002},{"$f":"(AI77+R77)*V76","v":64.17272962236855},{"$f":"(AI75+R75+AJ75)*U74","v":75.358061408522957},{"$f":"IF(AG75>0,(AI75+R75+AJ75)*AG74,\"\")","v":60.485093888691971},{"$f":"SUM(AI75:AK75)","v":329.49484233089152},{"$f":"IF(AN74=\"\",\"\",$AM75*AN74)","v":97.784457677010678},117.19455885623393,36.030498642191546,"","","","","","","","","",78.485327155455337,329.49484233089152,{"$f":"+U75","v":75.358000000000004},{"$f":"IF(D75=\"MAR\",IF((BB75-AJ75)<0,0,BB75-AJ75),IF(D75=\"Cerrada\",IF((BB75-AJ75)<0,0,BB75-AJ75),IF((BB75-AK75)<0,0,BB75-AK75)))","v":0},{"$f":"IF(AG75=0,\"\",IF(AG75-AL75<0,0,AG75-AL75))","v":0},{"$f":"IF(D75=\"MAR\",0,IF(D75=\"Cerrada\",0,AJ75))","v":64.17272962236855},{"$f":"IF(T75-BE75<0,0,T75-BE75)","v":0},{"$f":"IF(D75=\"MAR\",IF(AI75+R75+AJ75=0,\"Infinito\",(I75+U75+AG75)/(AI75+R75)),IF(D75=\"Cerrada\",IF(AI75+R75+AJ75=0,\"Infinito\",(I75+U75+AG75)/(AI75+R75)),IF(AI75+R75+AJ75=0,\"Infinito\",(I75+U75+AG75)/(AI75+R75+AJ75))))","v":0.99999918511010233},{"$f":"IF(BG75<1.4,\"1\", IF(BG75<3,\"2\", IF(BG75<9,\"3\", \"4\")))","v":"1"},{"$f":"IF(BG75<1.4,\"ROJO\", IF(BG75<3,\"AMARILLO\", IF(BG75<9,\"VERDE\", \"AZUL\")))","v":"ROJO"},{"$f":"IF(BG75<1.4,\"Déficit\", IF(BG75<3,\"Equilibrio\", IF(BG75<9,\"Disponibilidad\", \"Abundante\")))","v":"Déficit"},{"$f":"I75+U75+AG75","v":253.92657400000002},{"$f":"IF(D75=\"MAR\",AI75+R75,IF(D75=\"Cerrada\",AI75+R75,AI75+R75+AJ75))","v":253.92678092236855},{"$f":"BK75/BL75","v":0.99999918511010233}]
[null,null,null,null,null,null,null,null,null,null,null,null,null,null,null,null,null,null,null,null,{"$f":"IF(U77=0,\"\",U77/(SUM($U77:$AG77)))","v":0.60641082550194236},{"$f":"IF(V77=0,\"\",V77/(SUM($U77:$AG77)))","v":0.39358917449805753},"","","","","","","","","","","",0.99999999999999989,null,null,null,null,null,{"$f":"IF(U76=0,\"\",U76)","v":0.60641082550194236},{"$f":"IF(V76=0,\"\",V76)","v":0.39358917449805753},"","","","","","","","","","","",0.99999999999999989]
["D",{"$f":"A77","v":"D"},{"$f":"A77","v":"D"},"MAR",null,null,null,{"$f":"C11","v":98.871907528140582},{"$f":"T75","v":64.172522699999988},{"$f":"J11","v":0},{"$f":"I11","v":0},{"$f":"SUM(H77:K77)","v":163.04443022814058},{"$f":"H11","v":163.04495596000001},{"$f":"L11","v":0},{"$f":"K11","v":0},{"$f":"SUM(M77:O77)","v":163.04495596000001},{"$f":"+P77","v":163.04495596000001},{"$f":"M11","v":0},{"$f":"L77-Q77-R77","v":-5.257318594260596E-4},{"$f":"IF(S77<0,0,S77)","v":0},{"$f":"K77+H77","v":98.871907528140582},{"$f":"T75","v":64.172522699999988},null,null,null,null,null,null,null,null,null,null,{"$f":"J77","v":0},163.04443022814058,{"$f":"+Q77","v":163.04495596000001},{"$f":"(AI77+R77)*U76","v":98.872226337631446},null,{"$f":"IF(AG77>0,(AI77+R77+AJ77)*AG76,\"\")","v":""},{"$f":"SUM(AI77:AK77)","v":261.91718229763148},{"$f":"IF(AN76=\"\",\"\",$AM77*AN76)","v":158.82941473024943},103.08776756738202,"","","","","","","","","","","",261.91718229763143,{"$f":"+U77","v":98.871907528140582},{"$f":"IF(D77=\"MAR\",IF((BB77-AJ77)<0,0,BB77-AJ77),IF(D77=\"Cerrada\",IF((BB77-AJ77)<0,0,BB77-AJ77),IF((BB77-AK77)<0,0,BB77-AK77)))","v":0},{"$f":"IF(AG77=0,\"\",IF(AG77-AL77<0,0,AG77-AL77))","v":""},{"$f":"IF(D77=\"MAR\",0,IF(D77=\"Cerrada\",0,AJ77))","v":0},{"$f":"IF(T77-BE77<0,0,T77-BE77)","v":0},{"$f":"IF(D77=\"MAR\",IF(AI77+R77+AJ77=0,\"Infinito\",(I77+U77+AG77)/(AI77+R77)),IF(D77=\"Cerrada\",IF(AI77+R77+AJ77=0,\"Infinito\",(I77+U77+AG77)/(AI77+R77)),IF(AI77+R77+AJ77=0,\"Infinito\",(I77+U77+AG77)/(AI77+R77+AJ77))))","v":0.99999677554048616},{"$f":"IF(BG77<1.4,\"1\", IF(BG77<3,\"2\", IF(BG77<9,\"3\", \"4\")))","v":"1"},{"$f":"IF(BG77<1.4,\"ROJO\", IF(BG77<3,\"AMARILLO\", IF(BG77<9,\"VERDE\", \"AZUL\")))","v":"ROJO"},{"$f":"IF(BG77<1.4,\"Déficit\", IF(BG77<3,\"Equilibrio\", IF(BG77<9,\"Disponibilidad\", \"Abundante\")))","v":"Déficit"},{"$f":"IF(I77+U77+AG77<=0,0,I77+U77+AG77)","v":163.04443022814058},{"$f":"IF(D77=\"MAR\",AI77+R77,IF(D77=\"Cerrada\",AI77+R77,AI77+R77+AJ77))","v":163.04495596000001},{"$f":"BK77/BL77","v":0.99999677554048616}]
[null,null,null,null,null,null,null,null,null,null,null,null,null,null,null,null,null,null,null,null,null,null,null,null,null,null,null,null,null,null,null,null,null,null,null,null,null,null,null,null,null,null,null,null,null,null,null,null,null,null,null,null,null,null,{"$f":"BB77-AJ77","v":-3.1880949086371402E-4}]
[null,null,null,null,null,null,null,null,null,null,null,null,null,null,null,null,null,null,null,null,null,null,null,null,null,null,null,null,null,null,null,null,null,null,null,null,null,"Comprobación  ",null,null,null,null,null,null,null,null,null,null,null,null,null,null,null,"SDxx   ",null,null,"Ab   "]
[null,null,null,null,null,null,null,null,null,null,null,null,null,null,null,null,null,null,null,null,null,null,null,null,null,null,null,null,null,null,null,null,null,null,null,null,null,null,null,null,null,null,null,null,null,null,null,null,null,null,null,null,null,{"$f":"SUM(BC71:BD77)","v":0},"Mm3",null,{"$f":"T77","v":0},"Mm3"]
[]
[]
[]
["No LINEA","CUENCA O REGION","CONEXION",null,null,null,null,"OFERTA  POTENCIAL",null,null,null,null,"DEMANDA CONSUNTIVA",null,null,null,null,null,null,null,"OFERTA REAL",null,null,null,null,null,null,null,null,null,null,null,null,null,"EXTRACC Y VOLS RESERV PARA A ABAJO",null,null,null,null,null,null,null,null,null,null,null,null,null,null,null,null,null,null,"POR CUENCA PROPIA",null,null,"A LA SAL. DEL C PRINCIPAL",null,"DISPONIBILIDAD RELATIVA",null,null,null,"OFERTA - DEMANDA"]
[null,"HIDROLOGICA","DE ","HACIA",null,null,null,"Cp","Cp A Arriba","Im","R","TOTAL","Uc","Ev","Ex","TOTAL","TOTAL ACUM.","Dv","Ab","Ab","Cp","Ar1","Ar2","Ar3","Ar4","Ar5","Ar6","Ar7","Ar8","Ar9","Ar10","Ar11","Im","TOTAL","Uc","Re1","Re2","RImp","TOTAL","para Cp","para Ar1","para Ar2","para Ar3","para Ar4","para Ar5","para Ar6","para Ar7","para Ar8","para Ar9","para Ar10","para Ar11","para Im","TOTAL","RESERVADO","DISPONIBLE","DImp","RESERVADO","DISPONIBLE","INDICE","CLAVE","COLOR",null,"OFERTA","DEMANDA","Indice"]
["Cuenca Río Matape"]
[null,null,null,null,null,null,null,null,null,null,null,null,null,null,null,null,null,null,null,null,{"$f":"IF(U88=0,\"\",U88/(SUM($U88:$AG88)))","v":1},{"$f":"IF(V88=0,\"\",V88/(SUM($U88:$AG88)))","v":""},"","","","","","","","","","","",{"$f":"SUM(U87:AG87)","v":1},null,null,null,null,null,{"$f":"IF(U87=0,\"\",U87)","v":1},{"$f":"IF(V87=0,\"\",V87)","v":""},{"$f":"IF(W87=0,\"\",W87)","v":""},{"$f":"IF(X87=0,\"\",X87)","v":""},{"$f":"IF(Y87=0,\"\",Y87)","v":""},"","","","","","",{"$f":"IF(AF87=0,\"\",AF87)","v":""},{"$f":"IF(AG87=0,\"\",AG87)","v":""},{"$f":"SUM(AN87:AZ87)","v":1}]
["A",{"$f":"A88","v":"A"},{"$f":"A88","v":"A"},"B",null,null,null,{"$f":"C12","v":33.244},null,{"$f":"J12","v":0},{"$f":"I12","v":0},{"$f":"SUM(H88:K88)","v":33.244},{"$f":"H12","v":2.4384364000000001},{"$f":"L12","v":4.18},{"$f":"K12","v":0},{"$f":"SUM(M88:O88)","v":6.6184364000000002},{"$f":"+P88","v":6.6184364000000002},{"$f":"M12","v":-5.0000000000000001E-3},{"$f":"L88-Q88-R88","v":26.630563599999999},{"$f":"IF(S88<0,0,S88)","v":26.630563599999999},{"$f":"K88+H88","v":33.244},null,null,null,null,null,null,null,null,null,null,null,{"$f":"J88","v":0},{"$f":"SUM(U88:AG88)","v":33.244},{"$f":"+Q88","v":6.6184364000000002},{"$f":"(AI90+R90)*V89","v":11.861966463052486},{"$f":"AI88+R88+AJ88","v":18.475402863052487},{"$f":"IF(AG88>0,(AI88+R88+AJ88)*AG87,\"\")","v":""},{"$f":"SUM(AI88:AK88)","v":36.95580572610497},{"$f":"IF(AN87=\"\",\"\",$AM88*AN87)","v":36.95580572610497},"","","","","","","","","","","","",{"$f":"SUM(AN88:AZ88)","v":36.95580572610497},{"$f":"+U88","v":33.244},{"$f":"IF(D88=\"MAR\",IF((BB88-AJ88)<0,0,BB88-AJ88),IF(D88=\"Cerrada\",IF((BB88-AJ88)<0,0,BB88-AJ88),IF((BB88-AK88)<0,0,BB88-AK88)))","v":14.768597136947513},{"$f":"IF(AG88=0,\"\",IF(AG88-AL88<0,0,AG88-AL88))","v":""},{"$f":"IF(D88=\"MAR\",0,IF(D88=\"Cerrada\",0,AJ88))","v":11.861966463052486},{"$f":"IF(T88-BE88<0,0,T88-BE88)","v":14.768597136947513},{"$f":"IF(D88=\"MAR\",IF(AI88+R88+AJ88=0,\"Infinito\",(I88+U88+AG88)/(AI88+R88)),IF(D88=\"Cerrada\",IF(AI88+R88+AJ88=0,\"Infinito\",(I88+U88+AG88)/(AI88+R88)),IF(AI88+R88+AJ88=0,\"Infinito\",(I88+U88+AG88)/(AI88+R88+AJ88))))","v":1.7993653641232406},{"$f":"IF(BG88<1.4,\"1\", IF(BG88<3,\"2\", IF(BG88<9,\"3\", \"4\")))","v":"2"},{"$f":"IF(BG88<1.4,\"ROJO\", IF(BG88<3,\"AMARILLO\", IF(BG88<9,\"VERDE\", \"AZUL\")))","v":"AMARILLO"},{"$f":"IF(BG88<1.4,\"Déficit\", IF(BG88<3,\"Equilibrio\", IF(BG88<9,\"Disponibilidad\", \"Abundante\")))","v":"Equilibrio"},{"$f":"I88+U88+AG88","v":33.244},{"$f":"IF(D88=\"MAR\",AI88+R88,IF(D88=\"Cerrada\",AI88+R88,AI88+R88+AJ88))","v":18.475402863052487},{"$f":"BK88/BL88","v":1.7993653641232406}]
[null,null,null,null,null,null,null,null,null,null,null,null,null,null,null,null,null,null,null,null,{"$f":"IF(U90=0,\"\",U90/(SUM($U90:$AG90)))","v":0.63653492996824634},{"$f":"IF(V90=0,\"\",V90/(SUM($U90:$AG90)))","v":0.36346507003175371},"","","","","","","","","","","",{"$f":"SUM(U89:AG89)","v":1},null,null,null,null,null,{"$f":"IF(U89=0,\"\",U89)","v":0.63653492996824634},{"$f":"IF(V89=0,\"\",V89)","v":0.36346507003175371},"","","","","","","","","","","",{"$f":"SUM(AN89:AZ89)","v":1}]
["B",{"$f":"A90","v":"B"},{"$f":"A90","v":"B"},"MAR",null,null,null,{"$f":"C13","v":46.637999999999998},{"$f":"T88","v":26.630563599999999},{"$f":"J13","v":0},{"$f":"I13","v":0},{"$f":"SUM(H90:K90)","v":73.268563599999993},{"$f":"H13","v":20.135781100000006},{"$f":"L13","v":0},{"$f":"K13","v":12.5},{"$f":"SUM(M90:O90)","v":32.635781100000003},{"$f":"+P90","v":32.635781100000003},{"$f":"M13","v":0},{"$f":"L90-Q90-R90","v":40.63278249999999},{"$f":"IF(S90<0,0,S90)","v":40.63278249999999},{"$f":"K90+H90","v":46.637999999999998},{"$f":"T88","v":26.630563599999999},null,null,null,null,null,null,null,null,null,null,{"$f":"J90","v":0},{"$f":"SUM(U90:AG90)","v":73.268563599999993},{"$f":"+Q90","v":32.635781100000003},{"$f":"(AI90+R90)*U89","v":20.77381463694752},null,{"$f":"IF(AG90>0,(AI90+R90+AJ90)*AG89,\"\")","v":""},{"$f":"SUM(AI90:AK90)","v":53.409595736947523},{"$f":"IF(AN89=\"\",\"\",$AM90*AN89)","v":33.997073282050238},19.412522454897285,"","","","","","","","","","","",{"$f":"SUM(AN90:AZ90)","v":53.409595736947523},{"$f":"+U90","v":46.637999999999998},{"$f":"IF(D90=\"MAR\",IF((BB90-AJ90)<0,0,BB90-AJ90),IF(D90=\"Cerrada\",IF((BB90-AJ90)<0,0,BB90-AJ90),IF((BB90-AK90)<0,0,BB90-AK90)))","v":25.864185363052478},{"$f":"IF(AG90=0,\"\",IF(AG90-AL90<0,0,AG90-AL90))","v":""},{"$f":"IF(D90=\"MAR\",0,IF(D90=\"Cerrada\",0,AJ90))","v":0},{"$f":"IF(T90-BE90<0,0,T90-BE90)","v":40.63278249999999},{"$f":"IF(D90=\"MAR\",IF(AI90+R90+AJ90=0,\"Infinito\",(I90+U90+AG90)/(AI90+R90)),IF(D90=\"Cerrada\",IF(AI90+R90+AJ90=0,\"Infinito\",(I90+U90+AG90)/(AI90+R90)),IF(AI90+R90+AJ90=0,\"Infinito\",(I90+U90+AG90)/(AI90+R90+AJ90))))","v":2.245037842835635},{"$f":"IF(BG90<1.4,\"1\", IF(BG90<3,\"2\", IF(BG90<9,\"3\", \"4\")))","v":"2"},{"$f":"IF(BG90<1.4,\"ROJO\", IF(BG90<3,\"AMARILLO\", IF(BG90<9,\"VERDE\", \"AZUL\")))","v":"AMARILLO"},{"$f":"IF(BG90<1.4,\"Déficit\", IF(BG90<3,\"Equilibrio\", IF(BG90<9,\"Disponibilidad\", \"Abundante\")))","v":"Equilibrio"},{"$f":"IF(I90+U90+AG90<=0,0,I90+U90+AG90)","v":73.268563599999993},{"$f":"IF(D90=\"MAR\",AI90+R90,IF(D90=\"Cerrada\",AI90+R90,AI90+R90+AJ90))","v":32.635781100000003},{"$f":"BK90/BL90","v":2.245037842835635}]
[]
[null,null,null,null,null,null,null,null,null,null,null,null,null,null,null,null,null,null,null,null,null,null,null,null,null,null,null,null,null,null,null,null,null,null,null,null,null,"Comprobación  ",null,null,null,null,null,null,null,null,null,null,null,null,null,null,null,"SDxx   ",null,null,"Ab   "]
[null,null,null,null,null,null,null,null,null,null,null,null,null,null,null,null,null,null,null,null,null,null,null,null,null,null,null,null,null,null,null,null,null,null,null,null,null,null,null,null,null,null,null,null,null,null,null,null,null,null,null,null,null,{"$f":"SUM(BC88:BD90)","v":40.63278249999999},"Mm3",null,{"$f":"T90","v":40.63278249999999},"Mm3"]
[]
[]
[]
["No LINEA","CUENCA O REGION","CONEXION",null,null,null,null,"OFERTA  POTENCIAL",null,null,null,null,"DEMANDA CONSUNTIVA",null,null,null,null,null,null,null,"OFERTA REAL",null,null,null,null,null,null,null,null,null,null,null,null,null,"EXTRACC Y VOLS RESERV PARA A ABAJO",null,null,null,null,null,null,null,null,null,null,null,null,null,null,null,null,null,null,"POR CUENCA PROPIA",null,null,"A LA SAL. DEL C PRINCIPAL",null,"DISPONIBILIDAD RELATIVA",null,null,null,"OFERTA - DEMANDA"]
[null,"HIDROLOGICA","DE ","HACIA",null,null,null,"Cp","Cp A Arriba","Im","R","TOTAL","Uc","Ev","Ex","TOTAL","TOTAL ACUM.","Dv","Ab","Ab","Cp","Ar1","Ar2","Ar3","Ar4","Ar5","Ar6","Ar7","Ar8","Ar9","Ar10","Ar11","Im","TOTAL","Uc","Re1","Re2","RImp","TOTAL","para Cp","para Ar1","para Ar2","para Ar3","para Ar4","para Ar5","para Ar6","para Ar7","para Ar8","para Ar9","para Ar10","para Ar11","para Im","TOTAL","RESERVADO","DISPONIBLE","DImp","RESERVADO","DISPONIBLE","INDICE","CLAVE","COLOR",null,"OFERTA","DEMANDA","Indice"]
["Cuenca Río Yaqui"]
[null,null,null,null,null,null,null,null,null,null,null,null,null,null,null,null,null,null,null,null,{"$f":"IF(U101=0,\"\",U101/(SUM($U101:$AG101)))","v":1},{"$f":"IF(V101=0,\"\",V101/(SUM($U101:$AG101)))","v":""},"","","","","","","","","","","",{"$f":"SUM(U100:AG100)","v":1},null,null,null,null,null,{"$f":"IF(U100=0,\"\",U100)","v":1},{"$f":"IF(V100=0,\"\",V100)","v":""},{"$f":"IF(W100=0,\"\",W100)","v":""},{"$f":"IF(X100=0,\"\",X100)","v":""},{"$f":"IF(Y100=0,\"\",Y100)","v":""},"","","","","","",{"$f":"IF(AF100=0,\"\",AF100)","v":""},{"$f":"IF(AG100=0,\"\",AG100)","v":""},{"$f":"SUM(AN100:AZ100)","v":1}]
["A",{"$f":"A101","v":"A"},{"$f":"A101","v":"A"},"B",null,null,null,{"$f":"C14","v":526.976},null,{"$f":"J14","v":0},{"$f":"I14","v":3.7735922999999998},{"$f":"SUM(H101:K101)","v":530.74959230000002},{"$f":"H14","v":457.55465699999996},{"$f":"L14","v":53.244999999999997},{"$f":"K14","v":0},{"$f":"SUM(M101:O101)","v":510.79965699999997},{"$f":"+P101","v":510.79965699999997},{"$f":"M14","v":-0.57199999999999995},{"$f":"L101-Q101-R101","v":20.521935300000049},{"$f":"IF(S101<0,0,S101)","v":20.521935300000049},{"$f":"K101+H101","v":530.74959230000002},null,null,null,null,null,null,null,null,null,null,null,{"$f":"J101","v":0},{"$f":"SUM(U101:AG101)","v":530.74959230000002},{"$f":"+Q101","v":510.79965699999997},{"$f":"(AI103+R103+AJ103)*V102","v":20.517947338696459},{"$f":"AI101+R101+AJ101","v":530.74560433869647},{"$f":"IF(AG101>0,(AI101+R101+AJ101)*AG100,\"\")","v":""},{"$f":"SUM(AI101:AK101)","v":1062.063208677393},{"$f":"IF(AN100=\"\",\"\",$AM101*AN100)","v":1062.063208677393},{"$f":"IF(AO100=\"\",\"\",$AM101*AO100)","v":""},"","","","","","","","","","","",{"$f":"SUM(AN101:AZ101)","v":1062.063208677393},{"$f":"+U101","v":530.74959230000002},{"$f":"IF(D101=\"MAR\",IF((BB101-AJ101)<0,0,BB101-AJ101),IF(D101=\"Cerrada\",IF((BB101-AJ101)<0,0,BB101-AJ101),IF((BB101-AK101)<0,0,BB101-AK101)))","v":3.9879613035509465E-3},{"$f":"IF(AG101=0,\"\",IF(AG101-AL101<0,0,AG101-AL101))","v":""},{"$f":"IF(D101=\"MAR\",0,IF(D101=\"Cerrada\",0,AJ101))","v":20.517947338696459},{"$f":"IF(T101-BE101<0,0,T101-BE101)","v":3.9879613035900263E-3},{"$f":"IF(D101=\"MAR\",IF(AI101+R101+AJ101=0,\"Infinito\",(I101+U101+AG101)/(AI101+R101)),IF(D101=\"Cerrada\",IF(AI101+R101+AJ101=0,\"Infinito\",(I101+U101+AG101)/(AI101+R101)),IF(AI101+R101+AJ101=0,\"Infinito\",(I101+U101+AG101)/(AI101+R101+AJ101))))","v":1.000007513884752},{"$f":"IF(BG101<1.4,\"1\", IF(BG101<3,\"2\", IF(BG101<9,\"3\", \"4\")))","v":"1"},{"$f":"IF(BG101<1.4,\"ROJO\", IF(BG101<3,\"AMARILLO\", IF(BG101<9,\"VERDE\", \"AZUL\")))","v":"ROJO"},{"$f":"IF(BG101<1.4,\"Déficit\", IF(BG101<3,\"Equilibrio\", IF(BG101<9,\"Disponibilidad\", \"Abundante\")))","v":"Déficit"},{"$f":"I101+U101+AG101","v":530.74959230000002},{"$f":"IF(D101=\"MAR\",AI101+R101,IF(D101=\"Cerrada\",AI101+R101,AI101+R101+AJ101))","v":530.74560433869647},{"$f":"BK101/BL101","v":1.000007513884752}]
[null,null,null,null,null,null,null,null,null,null,null,null,null,null,null,null,null,null,null,null,{"$f":"IF(U103=0,\"\",U103/(SUM($U103:$AG103)))","v":0.99227211897913847},{"$f":"IF(V103=0,\"\",V103/(SUM($U103:$AG103)))","v":7.7278810208614816E-3},{"$f":"IF(W103=0,\"\",W103/(SUM($U103:$AG103)))","v":""},"","","","","","","","","","",1,null,null,null,null,null,{"$f":"IF(U102=0,\"\",U102)","v":0.99227211897913847},{"$f":"IF(V102=0,\"\",V102)","v":7.7278810208614816E-3},"","","","","","","","","","","",1]
["B",{"$f":"A103","v":"B"},{"$f":"A103","v":"B"},"C",null,null,null,{"$f":"C15","v":2187.837},{"$f":"T101","v":20.521935300000049},{"$f":"J15","v":0},{"$f":"I15","v":447.2118795975},{"$f":"SUM(H103:K103)","v":2655.5708148975},{"$f":"H15","v":1978.16944605},{"$f":"L15","v":132.84700000000001},{"$f":"K15","v":60.485044600000002},{"$f":"SUM(M103:O103)","v":2171.5014906500001},{"$f":"+P103","v":2171.5014906500001},{"$f":"M15","v":40.146999999999998},{"$f":"L103-Q103-R103","v":443.92232424749994},{"$f":"IF(S103<0,0,S103)","v":443.92232424749994},{"$f":"K103+H103","v":2635.0488795974998},{"$f":"T101","v":20.521935300000049},null,null,null,null,null,null,null,null,null,null,{"$f":"J103","v":0},2655.5708148975,{"$f":"+Q103","v":2171.5014906500001},{"$f":"(AI105+R105+AJ105)*V104","v":443.4062757611394},{"$f":"(AI103+R103+AJ103)*U102","v":2634.536819072443},{"$f":"IF(AG103>0,(AI103+R103+AJ103)*AG102,\"\")","v":""},{"$f":"SUM(AI103:AK103)","v":5249.4445854835831},{"$f":"IF(AN102=\"\",\"\",$AM103*AN102)","v":5208.8775023013604},40.567083182222646,"","","","","","","","","","","",5249.4445854835831,{"$f":"+U103","v":2635.0488795974998},{"$f":"IF(D103=\"MAR\",IF((BB103-AJ103)<0,0,BB103-AJ103),IF(D103=\"Cerrada\",IF((BB103-AJ103)<0,0,BB103-AJ103),IF((BB103-AK103)<0,0,BB103-AK103)))","v":0.5120605250567678},{"$f":"IF(AG103=0,\"\",IF(AG103-AL103<0,0,AG103-AL103))","v":""},{"$f":"IF(D103=\"MAR\",0,IF(D103=\"Cerrada\",0,AJ103))","v":443.4062757611394},{"$f":"IF(T103-BE103<0,0,T103-BE103)","v":0.51604848636054612},{"$f":"IF(D103=\"MAR\",IF(AI103+R103+AJ103=0,\"Infinito\",(I103+U103+AG103)/(AI103+R103)),IF(D103=\"Cerrada\",IF(AI103+R103+AJ103=0,\"Infinito\",(I103+U103+AG103)/(AI103+R103)),IF(AI103+R103+AJ103=0,\"Infinito\",(I103+U103+AG103)/(AI103+R103+AJ103))))","v":1.0001943645354849},{"$f":"IF(BG103<1.4,\"1\", IF(BG103<3,\"2\", IF(BG103<9,\"3\", \"4\")))","v":"1"},{"$f":"IF(BG103<1.4,\"ROJO\", IF(BG103<3,\"AMARILLO\", IF(BG103<9,\"VERDE\", \"AZUL\")))","v":"ROJO"},{"$f":"IF(BG103<1.4,\"Déficit\", IF(BG103<3,\"Equilibrio\", IF(BG103<9,\"Disponibilidad\", \"Abundante\")))","v":"Déficit"},{"$f":"I103+U103+AG103","v":2655.5708148975},{"$f":"IF(D103=\"MAR\",AI103+R103,IF(D103=\"Cerrada\",AI103+R103,AI103+R103+AJ103))","v":2655.0547664111396},{"$f":"BK103/BL103","v":1.0001943645354849}]
[null,null,null,null,null,null,null,null,null,null,null,null,null,null,null,null,null,null,null,null,{"$f":"IF(U105=0,\"\",U105/(SUM($U105:$AG105)))","v":0.83577572273285772},{"$f":"IF(V105=0,\"\",V105/(SUM($U105:$AG105)))","v":0.16422427726714223},{"$f":"IF(W105=0,\"\",W105/(SUM($U105:$AG105)))","v":""},"","","","","","","","","","",1,null,null,null,null,null,{"$f":"IF(U104=0,\"\",U104)","v":0.83577572273285772},{"$f":"IF(V104=0,\"\",V104)","v":0.16422427726714223},"","","","","","","","","","","",1]
["C",{"$f":"A105","v":"C"},{"$f":"A105","v":"C"},"D",null,null,null,{"$f":"C16","v":382.62299999999999},{"$f":"T103","v":443.92232424749994},{"$f":"J16","v":0},{"$f":"I16","v":1876.6014433},{"$f":"SUM(H105:K105)","v":2703.1467675475001},{"$f":"H16","v":1604.2214497500001},{"$f":"L16","v":203.56200000000001},{"$f":"K16","v":0},{"$f":"SUM(M105:O105)","v":1807.7834497500003},{"$f":"+P105","v":1807.7834497500003},{"$f":"M16","v":1.2030000000000001},{"$f":"L105-Q105-R105","v":894.16031779749983},{"$f":"IF(S105<0,0,S105)","v":894.16031779749983},{"$f":"K105+H105","v":2259.2244433000001},{"$f":"T103","v":443.92232424749994},null,null,null,null,null,null,null,null,null,null,{"$f":"J105","v":0},2703.1467675475001,{"$f":"+Q105","v":1807.7834497500003},{"$f":"(AI107+R107)*V106","v":891.01797797449638},{"$f":"(AI105+R105+AJ105)*U104","v":2256.5981519633569},{"$f":"IF(AG105>0,(AI105+R105+AJ105)*AG104,\"\")","v":""},{"$f":"SUM(AI105:AK105)","v":4955.3995796878535},{"$f":"IF(AN104=\"\",\"\",$AM105*AN104)","v":4141.6026651437151},813.79691454413808,"","","","","","","","","","","",4955.3995796878535,{"$f":"+U105","v":2259.2244433000001},{"$f":"IF(D105=\"MAR\",IF((BB105-AJ105)<0,0,BB105-AJ105),IF(D105=\"Cerrada\",IF((BB105-AJ105)<0,0,BB105-AJ105),IF((BB105-AK105)<0,0,BB105-AK105)))","v":2.6262913366431349},{"$f":"IF(AG105=0,\"\",IF(AG105-AL105<0,0,AG105-AL105))","v":""},{"$f":"IF(D105=\"MAR\",0,IF(D105=\"Cerrada\",0,AJ105))","v":891.01797797449638},{"$f":"IF(T105-BE105<0,0,T105-BE105)","v":3.1423398230034536},{"$f":"IF(D105=\"MAR\",IF(AI105+R105+AJ105=0,\"Infinito\",(I105+U105+AG105)/(AI105+R105)),IF(D105=\"Cerrada\",IF(AI105+R105+AJ105=0,\"Infinito\",(I105+U105+AG105)/(AI105+R105)),IF(AI105+R105+AJ105=0,\"Infinito\",(I105+U105+AG105)/(AI105+R105+AJ105))))","v":1.0011638276555168},{"$f":"IF(BG105<1.4,\"1\", IF(BG105<3,\"2\", IF(BG105<9,\"3\", \"4\")))","v":"1"},{"$f":"IF(BG105<1.4,\"ROJO\", IF(BG105<3,\"AMARILLO\", IF(BG105<9,\"VERDE\", \"AZUL\")))","v":"ROJO"},{"$f":"IF(BG105<1.4,\"Déficit\", IF(BG105<3,\"Equilibrio\", IF(BG105<9,\"Disponibilidad\", \"Abundante\")))","v":"Déficit"},{"$f":"I105+U105+AG105","v":2703.1467675475001},{"$f":"IF(D105=\"MAR\",AI105+R105,IF(D105=\"Cerrada\",AI105+R105,AI105+R105+AJ105))","v":2700.0044277244965},{"$f":"BK105/BL105","v":1.0011638276555168}]
[null,null,null,null,null,null,null,null,null,null,null,null,null,null,null,null,null,null,null,null,{"$f":"IF(U107=0,\"\",U107/(SUM($U107:$AG107)))","v":0.64918990479176897},{"$f":"IF(V107=0,\"\",V107/(SUM($U107:$AG107)))","v":0.35081009520823114},"","","","","","","","","","","",1,null,null,null,null,null,{"$f":"IF(U106=0,\"\",U106)","v":0.64918990479176897},{"$f":"IF(V106=0,\"\",V106)","v":0.35081009520823114},"","","","","","","","","","","",1]
["D",{"$f":"A107","v":"D"},{"$f":"A107","v":"D"},"MAR",null,null,null,{"$f":"C17","v":54.119},{"$f":"T105","v":894.16031779749983},{"$f":"J17","v":0},{"$f":"I17","v":1600.5650000000001},{"$f":"SUM(H107:K107)","v":2548.8443177975},{"$f":"H17","v":2539.886936393928},{"$f":"L17","v":0},{"$f":"K17","v":0},{"$f":"SUM(M107:O107)","v":2539.886936393928},{"$f":"+P107","v":2539.886936393928},{"$f":"M17","v":0},{"$f":"L107-Q107-R107","v":8.9573814035720716},{"$f":"IF(S107<0,0,S107)","v":8.9573814035720716},{"$f":"K107+H107","v":1654.684},{"$f":"T105","v":894.16031779749983},null,null,null,null,null,null,null,null,null,null,{"$f":"J107","v":0},2548.8443177974996,{"$f":"+Q107","v":2539.886936393928},{"$f":"(AI107+R107)*U106","v":1648.8689584194319},null,{"$f":"IF(AG107>0,(AI107+R107+AJ107)*AG106,\"\")","v":""},{"$f":"SUM(AI107:AK107)","v":4188.7558948133601},{"$f":"IF(AN106=\"\",\"\",$AM107*AN106)","v":2719.2980405498461},1469.4578542635143,"","","","","","","","","","","",4188.7558948133601,{"$f":"+U107","v":1654.684},{"$f":"IF(D107=\"MAR\",IF((BB107-AJ107)<0,0,BB107-AJ107),IF(D107=\"Cerrada\",IF((BB107-AJ107)<0,0,BB107-AJ107),IF((BB107-AK107)<0,0,BB107-AK107)))","v":5.8150415805680495},{"$f":"IF(AG107=0,\"\",IF(AG107-AL107<0,0,AG107-AL107))","v":""},{"$f":"IF(D107=\"MAR\",0,IF(D107=\"Cerrada\",0,AJ107))","v":0},{"$f":"IF(T107-BE107<0,0,T107-BE107)","v":8.9573814035720716},{"$f":"IF(D107=\"MAR\",IF(AI107+R107+AJ107=0,\"Infinito\",(I107+U107+AG107)/(AI107+R107)),IF(D107=\"Cerrada\",IF(AI107+R107+AJ107=0,\"Infinito\",(I107+U107+AG107)/(AI107+R107)),IF(AI107+R107+AJ107=0,\"Infinito\",(I107+U107+AG107)/(AI107+R107+AJ107))))","v":1.0035266850957898},{"$f":"IF(BG107<1.4,\"1\", IF(BG107<3,\"2\", IF(BG107<9,\"3\", \"4\")))","v":"1"},{"$f":"IF(BG107<1.4,\"ROJO\", IF(BG107<3,\"AMARILLO\", IF(BG107<9,\"VERDE\", \"AZUL\")))","v":"ROJO"},{"$f":"IF(BG107<1.4,\"Déficit\", IF(BG107<3,\"Equilibrio\", IF(BG107<9,\"Disponibilidad\", \"Abundante\")))","v":"Déficit"},{"$f":"IF(I107+U107+AG107<=0,0,I107+U107+AG107)","v":2548.8443177974996},{"$f":"IF(D107=\"MAR\",AI107+R107,IF(D107=\"Cerrada\",AI107+R107,AI107+R107+AJ107))","v":2539.886936393928},{"$f":"BK107/BL107","v":1.0035266850957898}]
[]
[null,null,null,null,null,null,null,null,null,null,null,null,null,null,null,null,null,null,null,null,null,null,null,null,null,null,null,null,null,null,null,null,null,null,null,null,null,"Comprobación  ",null,null,null,null,null,null,null,null,null,null,null,null,null,null,null,"SDxx   ",null,null,"Ab   "]
[null,null,null,null,null,null,null,null,null,null,null,null,null,null,null,null,null,null,null,null,null,null,null,null,null,null,null,null,null,null,null,null,null,null,null,null,null,null,null,null,null,null,null,null,null,null,null,null,null,null,null,null,null,{"$f":"SUM(BC101:BD107)","v":8.9573814035715031},"Mm3",null,{"$f":"T107","v":8.9573814035720716},"Mm3"]
[]
[]
[]
["No LINEA","CUENCA O REGION","CONEXION",null,null,null,null,"OFERTA  POTENCIAL",null,null,null,null,"DEMANDA CONSUNTIVA",null,null,null,null,null,null,null,"OFERTA REAL",null,null,null,null,null,null,null,null,null,null,null,null,null,"EXTRACC Y VOLS RESERV PARA A ABAJO",null,null,null,null,null,null,null,null,null,null,null,null,null,null,null,null,null,null,"POR CUENCA PROPIA",null,null,"A LA SAL. DEL C PRINCIPAL",null,"DISPONIBILIDAD RELATIVA",null,null,null,"OFERTA - DEMANDA"]
[null,"HIDROLOGICA","DE ","HACIA",null,null,null,"Cp","Cp A Arriba","Im","R","TOTAL","Uc","Ev","Ex","TOTAL","TOTAL ACUM.","Dv","Ab","Ab","Cp","Ar1","Ar2","Ar3","Ar4","Ar5","Ar6","Ar7","Ar8","Ar9","Ar10","Ar11","Im","TOTAL","Uc","Re1","Re2","RImp","TOTAL","para Cp","para Ar1","para Ar2","para Ar3","para Ar4","para Ar5","para Ar6","para Ar7","para Ar8","para Ar9","para Ar10","para Ar11","para Im","TOTAL","RESERVADO","DISPONIBLE","DImp","RESERVADO","DISPONIBLE","INDICE","CLAVE","COLOR",null,"OFERTA","DEMANDA","Indice"]
["Cuenca Río Matape"]
[null,null,null,null,null,null,null,null,null,null,null,null,null,null,null,null,null,null,null,null,{"$f":"IF(U118=0,\"\",U118/(SUM($U118:$AG118)))","v":1},{"$f":"IF(V118=0,\"\",V118/(SUM($U118:$AG118)))","v":""},"","","","","","","","","","","",{"$f":"SUM(U117:AG117)","v":1},null,null,null,null,null,{"$f":"IF(U117=0,\"\",U117)","v":1},{"$f":"IF(V117=0,\"\",V117)","v":""},{"$f":"IF(W117=0,\"\",W117)","v":""},{"$f":"IF(X117=0,\"\",X117)","v":""},{"$f":"IF(Y117=0,\"\",Y117)","v":""},"","","","","","",{"$f":"IF(AF117=0,\"\",AF117)","v":""},{"$f":"IF(AG117=0,\"\",AG117)","v":""},{"$f":"SUM(AN117:AZ117)","v":1}]
["A",{"$f":"A118","v":"A"},{"$f":"A118","v":"A"},"B",null,null,null,{"$f":"C18","v":15.443},null,{"$f":"J18","v":0},{"$f":"I18","v":0},{"$f":"SUM(H118:K118)","v":15.443},{"$f":"H18","v":4.1929249999999998},{"$f":"L18","v":0},{"$f":"K18","v":0},{"$f":"SUM(M118:O118)","v":4.1929249999999998},{"$f":"+P118","v":4.1929249999999998},{"$f":"M18","v":0},{"$f":"L118-Q118-R118","v":11.250074999999999},{"$f":"IF(S118<0,0,S118)","v":11.250074999999999},{"$f":"K118+H118","v":15.443},null,null,null,null,null,null,null,null,null,null,null,{"$f":"J118","v":0},{"$f":"SUM(U118:AG118)","v":15.443},{"$f":"+Q118","v":4.1929249999999998},{"$f":"(AI120+R120)*V119","v":0.7546276307327856},{"$f":"AI118+R118+AJ118","v":4.9475526307327851},{"$f":"IF(AG118>0,(AI118+R118+AJ118)*AG117,\"\")","v":""},{"$f":"SUM(AI118:AK118)","v":9.8951052614655701},{"$f":"IF(AN117=\"\",\"\",$AM118*AN117)","v":9.8951052614655701},"","","","","","","","","","","","",{"$f":"SUM(AN118:AZ118)","v":9.8951052614655701},{"$f":"+U118","v":15.443},{"$f":"IF(D118=\"MAR\",IF((BB118-AJ118)<0,0,BB118-AJ118),IF(D118=\"Cerrada\",IF((BB118-AJ118)<0,0,BB118-AJ118),IF((BB118-AK118)<0,0,BB118-AK118)))","v":10.495447369267215},{"$f":"IF(AG118=0,\"\",IF(AG118-AL118<0,0,AG118-AL118))","v":""},{"$f":"IF(D118=\"MAR\",0,IF(D118=\"Cerrada\",0,AJ118))","v":0.7546276307327856},{"$f":"IF(T118-BE118<0,0,T118-BE118)","v":10.495447369267213},{"$f":"IF(D118=\"MAR\",IF(AI118+R118+AJ118=0,\"Infinito\",(I118+U118+AG118)/(AI118+R118)),IF(D118=\"Cerrada\",IF(AI118+R118+AJ118=0,\"Infinito\",(I118+U118+AG118)/(AI118+R118)),IF(AI118+R118+AJ118=0,\"Infinito\",(I118+U118+AG118)/(AI118+R118+AJ118))))","v":3.1213412271902863},{"$f":"IF(BG118<1.4,\"1\", IF(BG118<3,\"2\", IF(BG118<9,\"3\", \"4\")))","v":"3"},{"$f":"IF(BG118<1.4,\"ROJO\", IF(BG118<3,\"AMARILLO\", IF(BG118<9,\"VERDE\", \"AZUL\")))","v":"VERDE"},{"$f":"IF(BG118<1.4,\"Déficit\", IF(BG118<3,\"Equilibrio\", IF(BG118<9,\"Disponibilidad\", \"Abundante\")))","v":"Disponibilidad"},{"$f":"I118+U118+AG118","v":15.443},{"$f":"IF(D118=\"MAR\",AI118+R118,IF(D118=\"Cerrada\",AI118+R118,AI118+R118+AJ118))","v":4.9475526307327851},{"$f":"BK118/BL118","v":3.1213412271902863}]
[null,null,null,null,null,null,null,null,null,null,null,null,null,null,null,null,null,null,null,null,{"$f":"IF(U120=0,\"\",U120/(SUM($U120:$AG120)))","v":0.54598486828099924},{"$f":"IF(V120=0,\"\",V120/(SUM($U120:$AG120)))","v":0.45401513171900076},"","","","","","","","","","","",{"$f":"SUM(U119:AG119)","v":1},null,null,null,null,null,{"$f":"IF(U119=0,\"\",U119)","v":0.54598486828099924},{"$f":"IF(V119=0,\"\",V119)","v":0.45401513171900076},"","","","","","","","","","","",{"$f":"SUM(AN119:AZ119)","v":1}]
["B",{"$f":"A120","v":"B"},{"$f":"A120","v":"B"},"MAR",null,null,null,{"$f":"C19","v":13.529},{"$f":"T118","v":11.250074999999999},{"$f":"J19","v":0},{"$f":"I19","v":0},{"$f":"SUM(H120:K120)","v":24.779074999999999},{"$f":"H19","v":1.66212},{"$f":"L19","v":0},{"$f":"K19","v":0},{"$f":"SUM(M120:O120)","v":1.66212},{"$f":"+P120","v":1.66212},{"$f":"M19","v":0},{"$f":"L120-Q120-R120","v":23.116954999999997},{"$f":"IF(S120<0,0,S120)","v":23.116954999999997},{"$f":"K120+H120","v":13.529},{"$f":"T118","v":11.250074999999999},null,null,null,null,null,null,null,null,null,null,{"$f":"J120","v":0},{"$f":"SUM(U120:AG120)","v":24.779074999999999},{"$f":"+Q120","v":1.66212},{"$f":"(AI120+R120)*U119","v":0.90749236926721444},null,{"$f":"IF(AG120>0,(AI120+R120+AJ120)*AG119,\"\")","v":""},{"$f":"SUM(AI120:AK120)","v":2.5696123692672144},{"$f":"IF(AN119=\"\",\"\",$AM120*AN119)","v":1.4029694709675864},1.166642898299628,"","","","","","","","","","","",{"$f":"SUM(AN120:AZ120)","v":2.5696123692672144},{"$f":"+U120","v":13.529},{"$f":"IF(D120=\"MAR\",IF((BB120-AJ120)<0,0,BB120-AJ120),IF(D120=\"Cerrada\",IF((BB120-AJ120)<0,0,BB120-AJ120),IF((BB120-AK120)<0,0,BB120-AK120)))","v":12.621507630732786},{"$f":"IF(AG120=0,\"\",IF(AG120-AL120<0,0,AG120-AL120))","v":""},{"$f":"IF(D120=\"MAR\",0,IF(D120=\"Cerrada\",0,AJ120))","v":0},{"$f":"IF(T120-BE120<0,0,T120-BE120)","v":23.116954999999997},{"$f":"IF(D120=\"MAR\",IF(AI120+R120+AJ120=0,\"Infinito\",(I120+U120+AG120)/(AI120+R120)),IF(D120=\"Cerrada\",IF(AI120+R120+AJ120=0,\"Infinito\",(I120+U120+AG120)/(AI120+R120)),IF(AI120+R120+AJ120=0,\"Infinito\",(I120+U120+AG120)/(AI120+R120+AJ120))))","v":14.908114335908357},{"$f":"IF(BG120<1.4,\"1\", IF(BG120<3,\"2\", IF(BG120<9,\"3\", \"4\")))","v":"4"},{"$f":"IF(BG120<1.4,\"ROJO\", IF(BG120<3,\"AMARILLO\", IF(BG120<9,\"VERDE\", \"AZUL\")))","v":"AZUL"},{"$f":"IF(BG120<1.4,\"Déficit\", IF(BG120<3,\"Equilibrio\", IF(BG120<9,\"Disponibilidad\", \"Abundante\")))","v":"Abundante"},{"$f":"IF(I120+U120+AG120<=0,0,I120+U120+AG120)","v":24.779074999999999},{"$f":"IF(D120=\"MAR\",AI120+R120,IF(D120=\"Cerrada\",AI120+R120,AI120+R120+AJ120))","v":1.66212},{"$f":"BK120/BL120","v":14.908114335908357}]
[]
[null,null,null,null,null,null,null,null,null,null,null,null,null,null,null,null,null,null,null,null,null,null,null,null,null,null,null,null,null,null,null,null,null,null,null,null,null,"Comprobación  ",null,null,null,null,null,null,null,null,null,null,null,null,null,null,null,"SDxx   ",null,null,"Ab   "]
[null,null,null,null,null,null,null,null,null,null,null,null,null,null,null,null,null,null,null,null,null,null,null,null,null,null,null,null,null,null,null,null,null,null,null,null,null,null,null,null,null,null,null,null,null,null,null,null,null,null,null,null,null,{"$f":"SUM(BC118:BD120)","v":23.116955000000001},"Mm3",null,{"$f":"T120","v":23.116954999999997},"Mm3"]
[]
[]
[]
["No LINEA","CUENCA O REGION","CONEXION",null,null,null,null,"OFERTA  POTENCIAL",null,null,null,null,"DEMANDA CONSUNTIVA",null,null,null,null,null,null,null,"OFERTA REAL",null,null,null,null,null,null,null,null,null,null,null,null,null,"EXTRACC Y VOLS RESERV PARA A ABAJO",null,null,null,null,null,null,null,null,null,null,null,null,null,null,null,null,null,null,"POR CUENCA PROPIA",null,null,"A LA SAL. DEL C PRINCIPAL",null,"DISPONIBILIDAD RELATIVA",null,null,null,"OFERTA - DEMANDA"]
[null,"HIDROLOGICA","DE ","HACIA",null,null,null,"Cp","Cp A Arriba","Im","R","TOTAL","Uc","Ev","Ex","TOTAL","TOTAL ACUM.","Dv","Ab","Ab","Cp","Ar1","Ar2","Ar3","Ar4","Ar5","Ar6","Ar7","Ar8","Ar9","Ar10","Ar11","Im","TOTAL","Uc","Re1","Re2","RImp","TOTAL","para Cp","para Ar1","para Ar2","para Ar3","para Ar4","para Ar5","para Ar6","para Ar7","para Ar8","para Ar9","para Ar10","para Ar11","para Im","TOTAL","RESERVADO","DISPONIBLE","DImp","RESERVADO","DISPONIBLE","INDICE","CLAVE","COLOR",null,"OFERTA","DEMANDA","Indice"]
["Cuenca Río Mayo"]
[null,null,null,null,null,null,null,null,null,null,null,null,null,null,null,null,null,null,null,null,{"$f":"IF(U131=0,\"\",U131/(SUM($U131:$AG131)))","v":1},{"$f":"IF(V131=0,\"\",V131/(SUM($U131:$AG131)))","v":""},"","","","","","","","","","","",{"$f":"SUM(U130:AG130)","v":1},null,null,null,null,null,{"$f":"IF(U130=0,\"\",U130)","v":1},{"$f":"IF(V130=0,\"\",V130)","v":""},{"$f":"IF(W130=0,\"\",W130)","v":""},{"$f":"IF(X130=0,\"\",X130)","v":""},{"$f":"IF(Y130=0,\"\",Y130)","v":""},"","","","","","",{"$f":"IF(AF130=0,\"\",AF130)","v":""},{"$f":"IF(AG130=0,\"\",AG130)","v":""},{"$f":"SUM(AN130:AZ130)","v":1}]
["A",{"$f":"A131","v":"A"},{"$f":"A131","v":"A"},"C",null,null,null,{"$f":"C20","v":965.053},null,{"$f":"J20","v":0},{"$f":"I20","v":2.0244956250000001},{"$f":"SUM(H131:K131)","v":967.07749562499998},{"$f":"H20","v":28.279287099999998},{"$f":"L20","v":0},{"$f":"K20","v":0},{"$f":"SUM(M131:O131)","v":28.279287099999998},{"$f":"+P131","v":28.279287099999998},{"$f":"M20","v":0},{"$f":"L131-Q131-R131","v":938.79820852499995},{"$f":"IF(S131<0,0,S131)","v":938.79820852499995},{"$f":"K131+H131","v":967.07749562499998},null,null,null,null,null,null,null,null,null,null,null,{"$f":"J131","v":0},{"$f":"SUM(U131:AG131)","v":967.07749562499998},{"$f":"+Q131","v":28.279287099999998},{"$f":"(AI135+R135+AJ135)*V134","v":938.74843837096057},{"$f":"AI131+R131+AJ131","v":967.0277254709606},{"$f":"IF(AG131>0,(AI131+R131+AJ131)*AG130,\"\")","v":""},{"$f":"SUM(AI131:AK131)","v":1934.0554509419212},{"$f":"IF(AN130=\"\",\"\",$AM131*AN130)","v":1934.0554509419212},"","","","","","","","","","","","",1934.0554509419212,{"$f":"+U131","v":967.07749562499998},{"$f":"IF(D131=\"MAR\",IF((BB131-AJ131)<0,0,BB131-AJ131),IF(D131=\"Cerrada\",IF((BB131-AJ131)<0,0,BB131-AJ131),IF((BB131-AK131)<0,0,BB131-AK131)))","v":4.9770154039379122E-2},{"$f":"IF(AG131=0,\"\",IF(AG131-AL131<0,0,AG131-AL131))","v":""},{"$f":"IF(D131=\"MAR\",0,IF(D131=\"Cerrada\",0,AJ131))","v":938.74843837096057},{"$f":"IF(T131-BE131<0,0,T131-BE131)","v":4.9770154039379122E-2},{"$f":"IF(D131=\"MAR\",IF(AI131+R131+AJ131=0,\"Infinito\",(I131+U131+AG131)/(AI131+R131)),IF(D131=\"Cerrada\",IF(AI131+R131+AJ131=0,\"Infinito\",(I131+U131+AG131)/(AI131+R131)),IF(AI131+R131+AJ131=0,\"Infinito\",(I131+U131+AG131)/(AI131+R131+AJ131))))","v":1.0000514671428011},{"$f":"IF(BG131<1.4,\"1\", IF(BG131<3,\"2\", IF(BG131<9,\"3\", \"4\")))","v":"1"},{"$f":"IF(BG131<1.4,\"ROJO\", IF(BG131<3,\"AMARILLO\", IF(BG131<9,\"VERDE\", \"AZUL\")))","v":"ROJO"},{"$f":"IF(BG131<1.4,\"Déficit\", IF(BG131<3,\"Equilibrio\", IF(BG131<9,\"Disponibilidad\", \"Abundante\")))","v":"Déficit"},{"$f":"I131+U131+AG131","v":967.07749562499998},{"$f":"IF(D131=\"MAR\",AI131+R131,IF(D131=\"Cerrada\",AI131+R131,AI131+R131+AJ131))","v":967.0277254709606},{"$f":"BK131/BL131","v":1.0000514671428011}]
[null,null,null,null,null,null,null,null,null,null,null,null,null,null,null,null,null,null,null,null,{"$f":"IF(U133=0,\"\",U133/(SUM($U133:$AG133)))","v":2.450660371012019E-2},{"$f":"IF(V133=0,\"\",V133/(SUM($U133:$AG133)))","v":0.97549339628987985},"","","","","","","","","","","",1,null,null,null,null,null,{"$f":"IF(U132=0,\"\",U132)","v":2.450660371012019E-2},{"$f":"IF(V132=0,\"\",V132)","v":0.97549339628987985},"","","","","","","","","","","",1]
["B",{"$f":"A133","v":"B"},{"$f":"A133","v":"B"},"C",null,null,null,{"$f":"C21","v":23.495999999999999},null,{"$f":"J21","v":0},{"$f":"I21","v":8.873747500000001E-2},{"$f":"SUM(H133:K133)","v":23.584737474999997},{"$f":"H21","v":0.40223449999999999},{"$f":"L21","v":0},{"$f":"K21","v":0},{"$f":"SUM(M133:O133)","v":0.40223449999999999},{"$f":"+P133","v":0.40223449999999999},{"$f":"M21","v":0},{"$f":"L133-Q133-R133","v":23.182502974999998},{"$f":"IF(S133<0,0,S133)","v":23.182502974999998},{"$f":"K133+H133","v":23.584737474999997},{"$f":"T131","v":938.79820852499995},null,null,null,null,null,null,null,null,null,null,{"$f":"J133","v":0},962.38294599999995,{"$f":"+Q133","v":0.40223449999999999},{"$f":"(AI135+R135+AJ135)*W134","v":23.181273960358077},{"$f":"AI133+R133+AJ133","v":23.583508460358075},{"$f":"IF(AG133>0,(AI133+R133+AJ133)*AG132,\"\")","v":""},{"$f":"SUM(AI133:AK133)","v":47.167016920716151},{"$f":"IF(AN132=\"\",\"\",$AM133*AN132)","v":1.1559033918645243},46.011113528851631,"","","","","","","","","","","",47.167016920716158,{"$f":"+U133","v":23.584737474999997},{"$f":"IF(D133=\"MAR\",IF((BB133-AJ133)<0,0,BB133-AJ133),IF(D133=\"Cerrada\",IF((BB133-AJ133)<0,0,BB133-AJ133),IF((BB133-AK133)<0,0,BB133-AK133)))","v":1.2290146419218217E-3},{"$f":"IF(AG133=0,\"\",IF(AG133-AL133<0,0,AG133-AL133))","v":""},{"$f":"IF(D133=\"MAR\",0,IF(D133=\"Cerrada\",0,AJ133))","v":23.181273960358077},{"$f":"IF(T133-BE133<0,0,T133-BE133)","v":1.2290146419218217E-3},{"$f":"IF(D133=\"MAR\",IF(AI133+R133+AJ133=0,\"Infinito\",(I133+U133+AG133)/(AI133+R133)),IF(D133=\"Cerrada\",IF(AI133+R133+AJ133=0,\"Infinito\",(I133+U133+AG133)/(AI133+R133)),IF(AI133+R133+AJ133=0,\"Infinito\",(I133+U133+AG133)/(AI133+R133+AJ133))))","v":1.0000521133080766},{"$f":"IF(BG133<1.4,\"1\", IF(BG133<3,\"2\", IF(BG133<9,\"3\", \"4\")))","v":"1"},{"$f":"IF(BG133<1.4,\"ROJO\", IF(BG133<3,\"AMARILLO\", IF(BG133<9,\"VERDE\", \"AZUL\")))","v":"ROJO"},{"$f":"IF(BG133<1.4,\"Déficit\", IF(BG133<3,\"Equilibrio\", IF(BG133<9,\"Disponibilidad\", \"Abundante\")))","v":"Déficit"},{"$f":"I133+U133+AG133","v":23.584737474999997},{"$f":"IF(D133=\"MAR\",AI133+R133,IF(D133=\"Cerrada\",AI133+R133,AI133+R133+AJ133))","v":23.583508460358075},{"$f":"BK133/BL133","v":1.0000521133080766}]
[null,null,null,null,null,null,null,null,null,null,null,null,null,null,null,null,null,null,null,null,{"$f":"IF(U135=0,\"\",U135/(SUM($U135:$AG135)))","v":0.13224186168857113},{"$f":"IF(V135=0,\"\",V135/(SUM($U135:$AG135)))","v":0.84684627866341433},2.0911859648014532E-2,"","","","","","","","","","",1,null,null,null,null,null,{"$f":"IF(U134=0,\"\",U134)","v":0.13224186168857113},{"$f":"IF(V134=0,\"\",V134)","v":0.84684627866341433},2.0911859648014532E-2,"","","","","","","","","","",1]
["C",{"$f":"A135","v":"C"},{"$f":"A135","v":"C"},"D",null,null,null,{"$f":"C22","v":146.37200000000001},{"$f":"T131+T133","v":961.98071149999998},{"$f":"J22","v":0},{"$f":"I22","v":0.22889554999999998},{"$f":"SUM(H135:K135)","v":1108.58160705},{"$f":"H22","v":1034.7741129999999},{"$f":"L22","v":73.009},{"$f":"K22","v":0},{"$f":"SUM(M135:O135)","v":1107.783113},{"$f":"+P135","v":1107.783113},{"$f":"M22","v":0.373},{"$f":"L135-Q135-R135","v":0.42549405000004481},{"$f":"IF(S135<0,0,S135)","v":0.42549405000004481},{"$f":"K135+H135","v":146.60089555000002},{"$f":"T131","v":938.79820852499995},{"$f":"T133","v":23.182502974999998},null,null,null,null,null,null,null,null,null,{"$f":"J135","v":0},1108.58160705,{"$f":"+Q135","v":1107.783113},{"$f":"(AI137+R137)*V136","v":0.36672287122354769},{"$f":"(AI135+R135+AJ135)*U134","v":146.59312353990498},{"$f":"IF(AG135>0,(AI135+R135+AJ135)*AG134,\"\")","v":""},{"$f":"SUM(AI135:AK135)","v":1254.7429594111286},{"$f":"IF(AN134=\"\",\"\",$AM135*AN134)","v":165.92954489315488},1062.5744058564337,26.239008661539916,"","","","","","","","","","",1254.7429594111284,{"$f":"+U135","v":146.60089555000002},{"$f":"IF(D135=\"MAR\",IF((BB135-AJ135)<0,0,BB135-AJ135),IF(D135=\"Cerrada\",IF((BB135-AJ135)<0,0,BB135-AJ135),IF((BB135-AK135)<0,0,BB135-AK135)))","v":7.772010095038695E-3},{"$f":"IF(AG135=0,\"\",IF(AG135-AL135<0,0,AG135-AL135))","v":""},{"$f":"IF(D135=\"MAR\",0,IF(D135=\"Cerrada\",0,AJ135))","v":0.36672287122354769},{"$f":"IF(T135-BE135<0,0,T135-BE135)","v":5.8771178776497124E-2},{"$f":"IF(D135=\"MAR\",IF(AI135+R135+AJ135=0,\"Infinito\",(I135+U135+AG135)/(AI135+R135)),IF(D135=\"Cerrada\",IF(AI135+R135+AJ135=0,\"Infinito\",(I135+U135+AG135)/(AI135+R135)),IF(AI135+R135+AJ135=0,\"Infinito\",(I135+U135+AG135)/(AI135+R135+AJ135))))","v":1.0000530175625386},{"$f":"IF(BG135<1.4,\"1\", IF(BG135<3,\"2\", IF(BG135<9,\"3\", \"4\")))","v":"1"},{"$f":"IF(BG135<1.4,\"ROJO\", IF(BG135<3,\"AMARILLO\", IF(BG135<9,\"VERDE\", \"AZUL\")))","v":"ROJO"},{"$f":"IF(BG135<1.4,\"Déficit\", IF(BG135<3,\"Equilibrio\", IF(BG135<9,\"Disponibilidad\", \"Abundante\")))","v":"Déficit"},{"$f":"I135+U135+AG135","v":1108.58160705},{"$f":"IF(D135=\"MAR\",AI135+R135,IF(D135=\"Cerrada\",AI135+R135,AI135+R135+AJ135))","v":1108.5228358712236},{"$f":"BK135/BL135","v":1.0000530175625386}]
[null,null,null,null,null,null,null,null,null,null,null,null,null,null,null,null,null,null,null,null,{"$f":"IF(U137=0,\"\",U137/(SUM($U137:$AG137)))","v":0.99961530741255844},{"$f":"IF(V137=0,\"\",V137/(SUM($U137:$AG137)))","v":3.8469258744159375E-4},"","","","","","","","","","","",1,null,null,null,null,null,{"$f":"IF(U136=0,\"\",U136)","v":0.99961530741255844},{"$f":"IF(V136=0,\"\",V136)","v":3.8469258744159375E-4},"","","","","","","","","","","",1]
["D",{"$f":"A137","v":"D"},{"$f":"A137","v":"D"},"MAR",null,null,null,{"$f":"C23","v":68.965999999999994},{"$f":"T135","v":0.42549405000004481},{"$f":"J23","v":0},{"$f":"I23","v":1036.6710189549999},{"$f":"SUM(H137:K137)","v":1106.062513005},{"$f":"H23","v":864.48811418604646},{"$f":"L23","v":0},{"$f":"K23","v":88.8},{"$f":"SUM(M137:O137)","v":953.28811418604641},{"$f":"+P137","v":953.28811418604641},{"$f":"M23","v":0},{"$f":"L137-Q137-R137","v":152.77439881895361},{"$f":"IF(S137<0,0,S137)","v":152.77439881895361},{"$f":"K137+H137","v":1105.6370189549998},{"$f":"T135","v":0.42549405000004481},null,null,null,null,null,null,null,null,null,null,{"$f":"J137","v":0},1106.0625130049998,{"$f":"+Q137","v":953.28811418604641},{"$f":"(AI137+R137)*U136","v":952.92139131482293},null,{"$f":"IF(AG137>0,(AI137+R137+AJ137)*AG136,\"\")","v":""},{"$f":"SUM(AI137:AK137)","v":1906.2095055008695},{"$f":"IF(AN136=\"\",\"\",$AM137*AN136)","v":1905.4762008339926},0.73330466687689044,"","","","","","","","","","","",1906.2095055008695,{"$f":"+U137","v":1105.6370189549998},{"$f":"IF(D137=\"MAR\",IF((BB137-AJ137)<0,0,BB137-AJ137),IF(D137=\"Cerrada\",IF((BB137-AJ137)<0,0,BB137-AJ137),IF((BB137-AK137)<0,0,BB137-AK137)))","v":152.71562764017688},{"$f":"IF(AG137=0,\"\",IF(AG137-AL137<0,0,AG137-AL137))","v":""},{"$f":"IF(D137=\"MAR\",0,IF(D137=\"Cerrada\",0,AJ137))","v":0},{"$f":"IF(T137-BE137<0,0,T137-BE137)","v":152.77439881895361},{"$f":"IF(D137=\"MAR\",IF(AI137+R137+AJ137=0,\"Infinito\",(I137+U137+AG137)/(AI137+R137)),IF(D137=\"Cerrada\",IF(AI137+R137+AJ137=0,\"Infinito\",(I137+U137+AG137)/(AI137+R137)),IF(AI137+R137+AJ137=0,\"Infinito\",(I137+U137+AG137)/(AI137+R137+AJ137))))","v":1.160260467476192},{"$f":"IF(BG137<1.4,\"1\", IF(BG137<3,\"2\", IF(BG137<9,\"3\", \"4\")))","v":"1"},{"$f":"IF(BG137<1.4,\"ROJO\", IF(BG137<3,\"AMARILLO\", IF(BG137<9,\"VERDE\", \"AZUL\")))","v":"ROJO"},{"$f":"IF(BG137<1.4,\"Déficit\", IF(BG137<3,\"Equilibrio\", IF(BG137<9,\"Disponibilidad\", \"Abundante\")))","v":"Déficit"},{"$f":"IF(I137+U137+AG137<=0,0,I137+U137+AG137)","v":1106.0625130049998},{"$f":"IF(D137=\"MAR\",AI137+R137,IF(D137=\"Cerrada\",AI137+R137,AI137+R137+AJ137))","v":953.28811418604641},{"$f":"BK137/BL137","v":1.160260467476192}]
[]
[null,null,null,null,null,null,null,null,null,null,null,null,null,null,null,null,null,null,null,null,null,null,null,null,null,null,null,null,null,null,null,null,null,null,null,null,null,"Comprobación  ",null,null,null,null,null,null,null,null,null,null,null,null,null,null,null,"SDxx   ",null,null,"Ab   "]
[null,null,null,null,null,null,null,null,null,null,null,null,null,null,null,null,null,null,null,null,null,null,null,null,null,null,null,null,null,null,null,null,null,null,null,null,null,null,null,null,null,null,null,null,null,null,null,null,null,null,null,null,null,{"$f":"SUM(BC131:BD137)","v":152.77439881895322},"Mm3",null,{"$f":"T137","v":152.77439881895361},"Mm3"]

{"sheet":"RH-10","index":9,"n_rows":221,"n_cols":66,"rows_kept":221,"cut":false,"hidden":false,"merged":[[40,1,40,14],[48,1,48,14],[72,1,72,14],[1,1,1,14],[2,1,2,14],[3,1,3,14],[4,1,4,14],[5,0,5,16],[41,0,41,16],[49,0,49,16],[73,0,73,16],[77,0,77,16],[85,0,85,16],[84,1,84,14],[76,1,76,14]]}
[]
[null,"GERENCIA DE AGUAS SUPERFICIALES E INGENIERÍA DE RÍOS"]
[null,"REGION HIDROLOGICA No 10"]
[null,"SINALOA"]
[]
[]
[]
["Cuenca","Nombre","Cp","Ar","Uc (a)","Uc (b)","Uc (c)","Uc","R","Im","Ex","Ev ","Δv","Ab","Rxy","Ab - Rxy","D"]
[1,"Río Habitas",372.02464750243308,{"$f":"I90","v":0},0.64827071999999997,0,0,{"$f":"E9+F9+G9","v":0.64827071999999997},0.248082,0,0,32.383000000000003,8.6,{"$f":"$S$90","v":330.64145878243306},{"$f":"$BE$90","v":237.85759384084173},{"$f":"N9-O9","v":92.783864941591332},{"$f":"IF(BF90<0,0,BF90)","v":92.783864941591332}]
[2,"Río Elota",95.084332900555495,{"$f":"I92","v":330.64145878243306},213.31651140000002,33.04,0,{"$f":"E10+F10+G10","v":246.35651140000002},0,0,59.903062999999968,0,0,{"$f":"$S$92","v":119.46621728298857},{"$f":"$BE$92","v":0},119.46621728298857,{"$f":"IF(BF92<0,0,BF92)","v":119.46621728298857},null,"ECUACIONES"]
[3,"Río Quelite 1",101.2955093417292,{"$f":"$I$123","v":0},0.35313240000000001,0,0,0.35313240000000001,0,0,0,0,0,{"$f":"T123","v":100.94237694172919},{"$f":"BE123","v":0.34167533850864962},100.60070160322054,{"$f":"IF(BF123<0,0,BF123)","v":100.60070160322054}]
[4,"Río Quelite 2",50.769633205033962,{"$f":"$I$125","v":100.94237694172919},0.51352320000000007,0,0,0.51352320000000007,0,0,0,0,0,{"$f":"T125","v":151.19848694676315},{"$f":"BE125","v":0},151.19848694676315,{"$f":"IF(BF125<0,0,BF125)","v":151.19848694676315},null,"Ab = Cp + Ar + R + Im - (Uc(a) + Uc(b) + Uc(c) + Ev + Ex + Av)"]
[5,"Río Mocorito 1",148.459395491386,{"$f":"I101","v":0},3.4762390000000001,0,0,3.4762390000000001,0.105738,0,0,28.102,-3.222,{"$f":"S101","v":120.208894491386},{"$f":"$BE$101","v":116.51196105352487},3.6969334378611336,{"$f":"IF(BF101<0,0,BF101)","v":3.6969334378611336},null,"D = Ab - Rxy"]
[6,"Río Mocorito 2",73.852314218867647,{"$f":"I103","v":120.208894491386},405.97323949999998,0,0,405.97323949999998,2.4790998750000002,314.94510052133398,89.781823529411767,0,0,{"$f":"S103","v":15.730346077175852},{"$f":"BE103","v":0},15.730346077175852,{"$f":"IF(BF103<0,0,BF103)","v":15.730346077175852}]
[7,"Río San Lorenzo 1",1374.9023990613305,{"$f":"I134","v":0},1028.0944917500001,1.2E-2,0,1028.10649175,0,0,0,60.703000000000003,23.263000000000002,{"$f":"T134","v":262.82990731133049},{"$f":"BE134","v":212.52696233132781},50.302944980002678,{"$f":"IF(BF134<0,0,BF134)","v":50.302944980002678},null,"SIMBOLOGIA"]
[8,"Río San Lorenzo 2",245.20713642453532,{"$f":"$I$136","v":262.82990731133049},714.29455531999997,4.8563199999999994E-2,0,714.34311851999996,1022.870733114,0,523.56463235825072,0,0,{"$f":"T136","v":293.00002597161529},{"$f":"BE136","v":0},293.00002597161529,{"$f":"IF(BF136<0,0,BF136)","v":293.00002597161529}]
[9,"Río Humaya",1869.3642625203427,{"$f":"I163","v":0},1284.64684805,0.153,0,1284.79984805,1.4735950000000005E-3,0,351.55135388888891,106.57899999999999,25.99,{"$f":"S163","v":100.44553417645399},{"$f":"$AH$163","v":91.169372477386986},9.2761616990670035,{"$f":"IF(P17<0,0,P17)","v":9.2761616990670035},null,"Cp.- Volumen medio anual de escurrimiento natural "]
[10,"Río Tamazula",758.53043624847214,{"$f":"I165","v":0},530.40939679999997,0,0,530.40939679999997,0,0,0,40.588999999999999,5.9580000000000002,{"$f":"S165","v":181.57403944847223},{"$f":"$AH$165","v":164.80564686550332},16.768392582968914,{"$f":"IF(P18<0,0,P18)","v":16.768392582968914},null,"Ar.- Volumen medio anual de escurrimiento desde la cuenca aguas arriba"]
[11,"Río Culiacán",444.47518606163658,{"$f":"I167","v":282.01957362492624},2111.3916247100001,5.1600795999999995,0,2116.5517043099999,1850.1927479688145,309.41859791041799,503.02202492473674,0,0,{"$f":"S167","v":266.53237633105891},{"$f":"$AH$167","v":0},266.53237633105891,{"$f":"IF(P19<0,0,P19)","v":266.53237633105891},null,"Uc (a).- Volumen anual de extracción de agua superficial mediante títulos inscritos actualmente en el REPDA"]
[12,"Río Fuerte 1",4024.3643232933641,{"$f":"I188","v":0},3725.6819676499999,2.08130288,31.2015688,3758.9648393299999,1.42530295150001,0,0,49.427999999999997,121.499,{"$f":"S188","v":95.897786914864156},{"$f":"AN188","v":94.493316050767447},1.4044708640967087,{"$f":"P20","v":1.4044708640967087},null,"Uc (b).- Volumen anual de extracción de agua superficial de títulos en proceso de inscripción en el REPDA"]
[13,"Río Choix",279.23794143253474,{"$f":"I190","v":0},0.76846000000000003,0,0,0.76846000000000003,0.47359639999999975,0,0,0,0,{"$f":"S190","v":278.94307783253475},{"$f":"AN190","v":274.85781749274128},4.0852603397934786,{"$f":"P21","v":4.0852603397934786},null,"Uc (c).- Volumen anual correspondiente a las reservas y las zonas reglamentadas"]
[14,"Arroyo Alamos",94.124232413775474,{"$f":"I192","v":0},0.239484,0,0,0.239484,0,0,0,0,0,{"$f":"S192","v":93.884748413775469},{"$f":"AN192","v":92.509759501390462},1.3749889123850068,{"$f":"P22","v":1.3749889123850068},null,"R.- Volumen anual de retornos"]
[15,"Río Fuerte 2",595.04258105709368,{"$f":"I194","v":468.72561316117435},6577.5756400000009,0,0,6577.5756400000009,6822.2269999999999,0,839.27022592350522,200.244,39.610999999999997,{"$f":"S194","v":229.29432829476161},{"$f":"AN194","v":113.8},{"$f":"N23-O23","v":115.49432829476162},{"$f":"P23","v":115.49432829476162},null,"Im.- Volumen anual de importaciones"]
[16,"Río Piaxtla 1",996.84335177602338,{"$f":"I112","v":0},2.5398214499999998,0,0,2.5398214499999998,0,0,0,0,0,{"$f":"T112","v":994.30353032602341},{"$f":"BE112","v":6.481821740255822},987.82170858576762,{"$f":"BF112","v":987.82170858576762},null,"Ex.- Volumen anual de exportaciones"]
[17,"Río Piaxtla 2",421.94995956319906,{"$f":"I114","v":994.30353032602341},9.1915256999999997,4.1932800000000006E-2,0,9.2334584999999993,0.14775525,0,0,0,0,{"$f":"T114","v":1407.1677866392224},{"$f":"BE114","v":0},1407.1677866392224,{"$f":"BF114","v":1407.1677866392224},null,"Ev.- Volumen medio anual de evaporación en embalses"]
[18,"Río Sinaloa 1",1311.3482297969019,{"$f":"I147","v":0},1058.42597325,0,0,1058.42597325,1.2262E-3,0,0,58.210999999999999,26.643999999999998,{"$f":"T147","v":168.06848274690196},{"$f":"BE147","v":135.34574907744459},32.722733669457369,{"$f":"IF(BF147<0,0,BF147)","v":32.722733669457369},null,"Av.- Volumen medio anual de variación de almacenamiento en embalses"]
[19,"Arroyo Ocoroni",151.14731813796448,{"$f":"I149","v":0},0.14410400000000001,0,0,0.14410400000000001,0,0,0,17.431999999999999,1.2290000000000001,{"$f":"T149","v":132.34221413796448},{"$f":"BE149","v":106.5753424694408},25.766871668523677,{"$f":"IF(BF149<0,0,BF149)","v":25.766871668523677},null,"Ab.- Volumen medio anual de escurrimiento de la cuenca hacia aguas abajo "]
[20,"Arroyo Cabrera",83.400937813318009,{"$f":"I151","v":0},1.30722,0,0,1.30722,0,0,0,0,0,{"$f":"T151","v":82.093717813318008},{"$f":"BE151","v":66.110168607449353},15.983549205868655,{"$f":"IF(BF151<0,0,BF151)","v":15.983549205868655},null,"Rxy.- Volumen anual actual comprometido aguas abajo y volumenes decretados para reservas medio ambiente"]
[21,"Río Sinaloa 2",462.18353562682756,{"$f":"I153","v":382.50441469818441},1203.3876801500001,2.1212156800000002,0,1205.50889583,1055.94659368,0,325.0743633061777,0,0,{"$f":"T153","v":370.05128486883427},{"$f":"BE153","v":0},370.05128486883427,{"$f":"IF(BF153<0,0,BF153)","v":370.05128486883427},null,"D.- Disponibilidad media anual de agua superficial en la cuenca hidrológica "]
[22,"Río pericos 1",49.724706473109904,{"$f":"I177","v":0},0.48084308000000003,0,0,0.48084308000000003,0,0,0,0,0,{"$f":"T177","v":49.243863393109905},{"$f":"BE177","v":0.85450160319391477},48.389361789915988,{"$f":"IF(P30<0,0,P30)","v":48.389361789915988}]
[23,"Río Pericos 2",144.08809973014306,{"$f":"I179","v":49.243863393109905},3.3667992499999997,0,0,3.3667992499999997,0.69248541999999969,0,0,0,0,{"$f":"T179","v":190.65764929325297},{"$f":"BE179","v":0},190.65764929325297,{"$f":"IF(P31<0,0,P31)","v":190.65764929325297}]
[24,"Grupo de corrientes Agiabampo",89.084131378078609,0,22.045344,0,0,22.045344,1.2754960999999998,0,0,0,0,{"$f":"C32+D32+I32+J32-H32-K32-L32-M32","v":68.314283478078607},0,68.314283478078607,{"$f":"IF(P32<0,0,P32)","v":68.314283478078607}]
[25,"Grupo de corrientes Topolobampo",73.483772073075173,0,13.015099350000002,2.1898599999999999,0,15.204959350000001,5.5881701325000002,0,0,0,0,63.866982855575166,0,{"$f":"N33-O33","v":63.866982855575166},63.866982855575166]
[26,"Grupo de corrientes Huyaqui",53.770836067689061,0,8.5047356500000006,0,0,8.5047356500000006,0,0,0,0,0,45.26610041768906,0,45.26610041768906,45.26610041768906]
[27,"Grupo de corrientes Reforma",37.219055038014424,0,2.0969759100000003,0,0,2.0969759100000003,1.3738448999999999,0,0,0,0,36.495924028014429,0,36.495924028014429,36.495924028014429]
[28,"Grupo de corrientes Pabellones",116.01407892685624,0,11.65357508,0,0,11.65357508,0.36417525000000001,0,0,0,0,104.72467909685625,0,104.72467909685625,104.72467909685625]
[29,"Grupo de corrientes Tempehuaya",104.50366911588213,0,5.5659390000000011,0.240955,0,5.8068940000000007,1.000923,0,0,0,0,99.697698115882133,0,99.697698115882133,99.697698115882133]
[30,"Grupo de corrientes Altata",22.67690843747215,0,0.4880061,0,0,0.4880061,1.574265E-3,0,0,0,0,22.190476602472149,0,22.190476602472149,22.190476602472149]
[null,"Totales ",{"$f":"SUM(C9:C38)","v":14644.172921127647},null,{"$f":"SUM(E9:E38)","v":18939.597026469994},{"$f":"SUM(F9:F38)","v":45.088909159999993},31.2015688,19015.887504429997,10766.416018101814,624.36369843175203,2692.1674869309709,593.67100000000005,{"$f":"SUM(M9:M38)","v":249.572},null,null,null,{"$f":"SUM(Q32:Q38,Q31,Q29,Q25,Q23,Q19,Q16,Q14,Q12,Q10)","v":3369.8546463002408}]
["Valores  en millones de metros cúbicos"]
[]
[]
[]
[]
[]
[]
[]
[]
[]
[]
[]
[]
[]
[]
[]
[]
[]
[]
[]
[]
[]
[]
[]
[]
[]
[]
[]
[]
[]
[]
[]
[]
[]
[]
[]
[]
[]
[]
[]
[]
[]
[]
[]
[]
[null,null,null,null,null,null,null,null,null,null,null,null,null,null,null,null,null,null,null,null,null,null,null,null,null,null,null,null,null,null,null,null,null,null,null,null,null,null,null,null,null,null,null,null,null,null,null,null,null,null,null,null,null,{"$f":"BB90-AJ90","v":134.41513566159136},null,{"$f":"BB92-AJ92","v":26.682352341397234},{"$f":"SUM(BB85:BD85)","v":161.0974880029886}]
[]
[]
["Cuenca Río Matape",null,null,null,null,null,null,null,null,null,null,null,null,null,null,null,null,null,null,null,null,null,null,null,null,null,null,null,null,null,null,null,null,null,null,null,null,null,null,null,null,null,null,null,null,null,null,null,null,null,null,null,null,null,null,null,null,null,null,null,null,null,null,null,null,"Disponibilidad Hídrica"]
[null,null,null,null,null,null,null,null,null,null,null,null,null,null,null,null,null,null,null,null,{"$f":"IF(U90=0,\"\",U90/(SUM($U90:$AG90)))","v":1},{"$f":"IF(V90=0,\"\",V90/(SUM($U90:$AG90)))","v":""},{"$f":"IF(W90=0,\"\",W90/(SUM($U90:$AG90)))","v":""},{"$f":"IF(X90=0,\"\",X90/(SUM($U90:$AG90)))","v":""},"","","","","","","","","",{"$f":"SUM(U89:AG89)","v":1},null,null,null,null,null,{"$f":"IF(U89=0,\"\",U89)","v":1},{"$f":"IF(V89=0,\"\",V89)","v":""},{"$f":"IF(W89=0,\"\",W89)","v":""},{"$f":"IF(X89=0,\"\",X89)","v":""},{"$f":"IF(Y89=0,\"\",Y89)","v":""},"","","","","","",{"$f":"IF(AF89=0,\"\",AF89)","v":""},{"$f":"IF(AG89=0,\"\",AG89)","v":""},{"$f":"SUM(AN89:AZ89)","v":1}]
["A",{"$f":"A90","v":"A"},{"$f":"A90","v":"A"},"B",null,null,null,{"$f":"C9","v":372.02464750243308},null,{"$f":"J9","v":0},{"$f":"I9","v":0.248082},{"$f":"SUM(H90:K90)","v":372.27272950243309},{"$f":"H9","v":0.64827071999999997},{"$f":"L9","v":32.383000000000003},{"$f":"K9","v":0},{"$f":"SUM(M90:O90)","v":33.031270720000002},{"$f":"+P90","v":33.031270720000002},{"$f":"M9","v":8.6},{"$f":"L90-Q90-R90","v":330.64145878243306},{"$f":"IF(S90<0,0,S90)","v":330.64145878243306},{"$f":"K90+H90","v":372.27272950243309},null,null,null,null,null,null,null,null,null,null,null,{"$f":"J90","v":0},{"$f":"SUM(U90:AG90)","v":372.27272950243309},{"$f":"+Q90","v":33.031270720000002},{"$f":"(AI92+R92)*V91","v":237.85759384084173},{"$f":"AI90+R90+AJ90","v":279.48886456084176},{"$f":"IF(AG90>0,(AI90+R90+AJ90)*AG89,\"\")","v":""},{"$f":"SUM(AI90:AK90)","v":550.3777291216835},{"$f":"IF(AN89=\"\",\"\",$AM90*AN89)","v":550.3777291216835},"","","","","","","","","","","","",{"$f":"SUM(AN90:AZ90)","v":550.3777291216835},{"$f":"+U90","v":372.27272950243309},{"$f":"IF(D90=\"MAR\",IF((BB90-AJ90)<0,0,BB90-AJ90),IF(D90=\"Cerrada\",IF((BB90-AJ90)<0,0,BB90-AJ90),IF((BB90-AK90)<0,0,BB90-AK90)))","v":92.783864941591332},{"$f":"IF(AG90=0,\"\",IF(AG90-AL90<0,0,AG90-AL90))","v":""},{"$f":"IF(D90=\"MAR\",0,IF(D90=\"Cerrada\",0,AJ90))","v":237.85759384084173},{"$f":"IF(T90-BE90<0,0,T90-BE90)","v":92.783864941591332},{"$f":"IF(D90=\"MAR\",IF(AI90+R90+AJ90=0,\"Infinito\",(I90+U90+AG90)/(AI90+R90)),IF(D90=\"Cerrada\",IF(AI90+R90+AJ90=0,\"Infinito\",(I90+U90+AG90)/(AI90+R90)),IF(AI90+R90+AJ90=0,\"Infinito\",(I90+U90+AG90)/(AI90+R90+AJ90))))","v":1.3319769647616615},{"$f":"IF(BG90<1.4,\"1\", IF(BG90<3,\"2\", IF(BG90<9,\"3\", \"4\")))","v":"1"},{"$f":"IF(BG90<1.4,\"ROJO\", IF(BG90<3,\"AMARILLO\", IF(BG90<9,\"VERDE\", \"AZUL\")))","v":"ROJO"},{"$f":"IF(BG90<1.4,\"Déficit\", IF(BG90<3,\"Equilibrio\", IF(BG90<9,\"Disponibilidad\", \"Abundante\")))","v":"Déficit"},{"$f":"I90+U90+AG90","v":372.27272950243309},{"$f":"IF(D90=\"MAR\",AI90+R90,IF(D90=\"Cerrada\",AI90+R90,AI90+R90+AJ90))","v":279.48886456084176},null,{"$f":"SUM(BC90:BD90)","v":92.783864941591332}]
[null,null,null,null,null,null,null,null,null,null,null,null,null,null,null,null,null,null,null,null,{"$f":"IF(U92=0,\"\",U92/(SUM($U92:$AG92)))","v":0.22334642335073482},{"$f":"IF(V92=0,\"\",V92/(SUM($U92:$AG92)))","v":0.77665357664926526},{"$f":"IF(W92=0,\"\",W92/(SUM($U92:$AG92)))","v":""},{"$f":"IF(X92=0,\"\",X92/(SUM($U92:$AG92)))","v":""},"","","","","","","","","",{"$f":"SUM(U91:AG91)","v":1},null,null,null,null,null,{"$f":"IF(U91=0,\"\",U91)","v":0.22334642335073482},{"$f":"IF(V91=0,\"\",V91)","v":0.77665357664926526},{"$f":"IF(W91=0,\"\",W91)","v":""},{"$f":"IF(X91=0,\"\",X91)","v":""},"","","","","","","","","",{"$f":"SUM(AN91:AZ91)","v":1}]
["B",{"$f":"A92","v":"B"},{"$f":"A92","v":"B"},"MAR",null,null,null,{"$f":"C10","v":95.084332900555495},{"$f":"T90","v":330.64145878243306},{"$f":"J10","v":0},{"$f":"I10","v":0},{"$f":"SUM(H92:K92)","v":425.72579168298853},{"$f":"H10","v":246.35651140000002},{"$f":"L10","v":0},{"$f":"K10","v":59.903062999999968},{"$f":"SUM(M92:O92)","v":306.25957439999996},{"$f":"+P92","v":306.25957439999996},{"$f":"M10","v":0},{"$f":"L92-Q92-R92","v":119.46621728298857},{"$f":"IF(S92<0,0,S92)","v":119.46621728298857},{"$f":"K92+H92","v":95.084332900555495},{"$f":"T90","v":330.64145878243306},null,null,null,null,null,null,null,null,null,null,{"$f":"J92","v":0},{"$f":"SUM(U92:AG92)","v":425.72579168298853},{"$f":"+Q92","v":306.25957439999996},{"$f":"(AI92+R92)*U91","v":68.401980559158261},null,{"$f":"IF(AG92>0,(AI92+R92)*AG91,\"\")","v":""},{"$f":"SUM(AI92:AK92)","v":374.66155495915825},{"$f":"IF(AN91=\"\",\"\",$AM92*AN91)","v":83.679318267152766},290.98223669200553,"","","","","","","","","","","",{"$f":"SUM(AN92:AZ92)","v":374.66155495915831},{"$f":"+U92","v":95.084332900555495},{"$f":"IF(D92=\"MAR\",IF((BB92-AJ92)<0,0,BB92-AJ92),IF(D92=\"Cerrada\",IF((BB92-AJ92)<0,0,BB92-AJ92),IF((BB92-AK92)<0,0,BB92-AK92)))","v":26.682352341397234},{"$f":"IF(AG92=0,\"\",IF(AG92-AL92<0,0,AG92-AL92))","v":""},{"$f":"IF(D92=\"MAR\",0,IF(D92=\"Cerrada\",0,AJ92))","v":0},{"$f":"IF(T92-BE92<0,0,T92-BE92)","v":119.46621728298857},{"$f":"IF(D92=\"MAR\",IF(AI92+R92+AJ92=0,\"Infinito\",(I92+U92+AG92)/(AI92+R92)),IF(D92=\"Cerrada\",IF(AI92+R92+AJ92=0,\"Infinito\",(I92+U92+AG92)/(AI92+R92)),IF(AI92+R92+AJ92=0,\"Infinito\",(I92+U92+AG92)/(AI92+R92+AJ92))))","v":1.3900815754643345},{"$f":"IF(BG92<1.4,\"1\", IF(BG92<3,\"2\", IF(BG92<9,\"3\", \"4\")))","v":"1"},{"$f":"IF(BG92<1.4,\"ROJO\", IF(BG92<3,\"AMARILLO\", IF(BG92<9,\"VERDE\", \"AZUL\")))","v":"ROJO"},{"$f":"IF(BG92<1.4,\"Déficit\", IF(BG92<3,\"Equilibrio\", IF(BG92<9,\"Disponibilidad\", \"Abundante\")))","v":"Déficit"},{"$f":"IF(I92+U92+AG92<=0,0,I92+U92+AG92)","v":425.72579168298853},{"$f":"IF(D92=\"MAR\",AI92+R92,IF(D92=\"Cerrada\",AI92+R92,AI92+R92+AJ92))","v":306.25957439999996},null,{"$f":"SUM(BC92:BD92)","v":26.682352341397234}]
[]
[null,null,null,null,null,null,null,null,null,null,null,null,null,null,null,null,null,null,null,null,null,null,null,null,null,null,null,null,null,null,null,null,null,null,null,null,null,"Comprobación  ",null,null,null,null,null,null,null,null,null,null,null,null,null,null,null,"SDxx   ",null,null,"Ab   "]
[null,null,null,null,null,null,null,null,null,null,null,null,null,null,null,null,null,null,null,null,null,null,null,null,null,null,null,null,null,null,null,null,null,null,null,null,null,null,null,null,null,null,null,null,null,null,null,null,null,null,null,null,null,{"$f":"SUM(BC90:BD92)","v":119.46621728298857},"Mm3",null,{"$f":"T92","v":119.46621728298857},"Mm3"]
[]
["No LINEA","CUENCA O REGION","CONEXION",null,null,null,null,"OFERTA  POTENCIAL",null,null,null,null,"DEMANDA CONSUNTIVA",null,null,null,null,null,null,null,"OFERTA REAL",null,null,null,null,null,null,null,null,null,null,null,null,null,"EXTRACC Y VOLS RESERV PARA A ABAJO",null,null,null,null,null,null,null,null,null,null,null,null,null,null,null,null,null,null,"POR CUENCA PROPIA",null,null,"A LA SAL. DEL C PRINCIPAL",null,"DISPONIBILIDAD RELATIVA",null,null,null,"OFERTA - DEMANDA"]
[null,"HIDROLOGICA","DE ","HACIA",null,null,null,"Cp","Cp A Arriba","Im","R","TOTAL","Uc","Ev","Ex","TOTAL","TOTAL ACUM.","Dv","Ab","Ab","Cp","Ar1","Ar2","Ar3","Ar4","Ar5","Ar6","Ar7","Ar8","Ar9","Ar10","Ar11","Im","TOTAL","Uc","Re1","Re2","RImp","TOTAL","para Cp","para Ar1","para Ar2","para Ar3","para Ar4","para Ar5","para Ar6","para Ar7","para Ar8","para Ar9","para Ar10","para Ar11","para Im","TOTAL","RESERVADO","DISPONIBLE","DImp","RESERVADO","DISPONIBLE","INDICE","CLAVE","COLOR",null,"OFERTA","DEMANDA"]
["Cuenca Río Matape"]
[null,null,null,null,null,null,null,null,null,null,null,null,null,null,null,null,null,null,null,null,{"$f":"IF(U101=0,\"\",U101/(SUM($U101:$AG101)))","v":1},{"$f":"IF(V101=0,\"\",V101/(SUM($U101:$AG101)))","v":""},{"$f":"IF(W101=0,\"\",W101/(SUM($U101:$AG101)))","v":""},{"$f":"IF(X101=0,\"\",X101/(SUM($U101:$AG101)))","v":""},"","","","","","","","","",{"$f":"SUM(U100:AG100)","v":1},null,null,null,null,null,{"$f":"IF(U100=0,\"\",U100)","v":1},{"$f":"IF(V100=0,\"\",V100)","v":""},{"$f":"IF(W100=0,\"\",W100)","v":""},{"$f":"IF(X100=0,\"\",X100)","v":""},{"$f":"IF(Y100=0,\"\",Y100)","v":""},"","","","","","",{"$f":"IF(AF100=0,\"\",AF100)","v":""},{"$f":"IF(AG100=0,\"\",AG100)","v":""},{"$f":"SUM(AN100:AZ100)","v":1}]
["A",{"$f":"A101","v":"A"},{"$f":"A101","v":"A"},"B",null,null,null,{"$f":"C13","v":148.459395491386},null,{"$f":"J13","v":0},{"$f":"I13","v":0.105738},{"$f":"SUM(H101:K101)","v":148.56513349138601},{"$f":"H13","v":3.4762390000000001},{"$f":"L13","v":28.102},{"$f":"K13","v":0},{"$f":"SUM(M101:O101)","v":31.578239},{"$f":"+P101","v":31.578239},{"$f":"M13","v":-3.222},{"$f":"L101-Q101-R101","v":120.208894491386},{"$f":"IF(S101<0,0,S101)","v":120.208894491386},{"$f":"K101+H101","v":148.56513349138601},null,null,null,null,null,null,null,null,null,null,null,{"$f":"J101","v":0},{"$f":"SUM(U101:AG101)","v":148.56513349138601},{"$f":"+Q101","v":31.578239},{"$f":"(AI103+R103)*V102","v":116.51196105352487},{"$f":"AI101+R101+AJ101","v":144.86820005352487},{"$f":"IF(AG101>0,(AI101+R101+AJ101)*AG100,\"\")","v":""},{"$f":"SUM(AI101:AK101)","v":292.95840010704978},{"$f":"IF(AN100=\"\",\"\",$AM101*AN100)","v":292.95840010704978},"","","","","","","","","","","","",{"$f":"SUM(AN101:AZ101)","v":292.95840010704978},{"$f":"+U101","v":148.56513349138601},{"$f":"IF(D101=\"MAR\",IF((BB101-AJ101)<0,0,BB101-AJ101),IF(D101=\"Cerrada\",IF((BB101-AJ101)<0,0,BB101-AJ101),IF((BB101-AK101)<0,0,BB101-AK101)))","v":3.6969334378611336},{"$f":"IF(AG101=0,\"\",IF(AG101-AL101<0,0,AG101-AL101))","v":""},{"$f":"IF(D101=\"MAR\",0,IF(D101=\"Cerrada\",0,AJ101))","v":116.51196105352487},{"$f":"IF(T101-BE101<0,0,T101-BE101)","v":3.6969334378611336},{"$f":"IF(D101=\"MAR\",IF(AI101+R101+AJ101=0,\"Infinito\",(I101+U101+AG101)/(AI101+R101)),IF(D101=\"Cerrada\",IF(AI101+R101+AJ101=0,\"Infinito\",(I101+U101+AG101)/(AI101+R101)),IF(AI101+R101+AJ101=0,\"Infinito\",(I101+U101+AG101)/(AI101+R101+AJ101))))","v":1.0255192888190452},{"$f":"IF(BG101<1.4,\"1\", IF(BG101<3,\"2\", IF(BG101<9,\"3\", \"4\")))","v":"1"},{"$f":"IF(BG101<1.4,\"ROJO\", IF(BG101<3,\"AMARILLO\", IF(BG101<9,\"VERDE\", \"AZUL\")))","v":"ROJO"},{"$f":"IF(BG101<1.4,\"Déficit\", IF(BG101<3,\"Equilibrio\", IF(BG101<9,\"Disponibilidad\", \"Abundante\")))","v":"Déficit"},{"$f":"I101+U101+AG101","v":148.56513349138601},{"$f":"IF(D101=\"MAR\",AI101+R101,IF(D101=\"Cerrada\",AI101+R101,AI101+R101+AJ101))","v":144.86820005352487},{"$f":"BK90/BL90","v":1.3319769647616615},{"$f":"SUM(BC101:BD101)","v":3.6969334378611336}]
[null,null,null,null,null,null,null,null,null,null,null,null,null,null,null,null,null,null,null,null,{"$f":"IF(U103=0,\"\",U103/(SUM($U103:$AG103)))","v":0.14923478311374677},{"$f":"IF(V103=0,\"\",V103/(SUM($U103:$AG103)))","v":0.23501920553580416},{"$f":"IF(W103=0,\"\",W103/(SUM($U103:$AG103)))","v":""},{"$f":"IF(X103=0,\"\",X103/(SUM($U103:$AG103)))","v":""},"","","","","","","","",0.61574601135044904,{"$f":"SUM(U102:AG102)","v":1},null,null,null,null,null,{"$f":"IF(U102=0,\"\",U102)","v":0.14923478311374677},{"$f":"IF(V102=0,\"\",V102)","v":0.23501920553580416},{"$f":"IF(W102=0,\"\",W102)","v":""},{"$f":"IF(X102=0,\"\",X102)","v":""},"","","","","","","","",0.61574601135044904,{"$f":"SUM(AN102:AZ102)","v":1}]
["B",{"$f":"A103","v":"B"},{"$f":"A103","v":"B"},"MAR",null,null,null,{"$f":"C14","v":73.852314218867647},{"$f":"T101","v":120.208894491386},{"$f":"J14","v":314.94510052133398},{"$f":"I14","v":2.4790998750000002},{"$f":"SUM(H103:K103)","v":511.48540910658761},{"$f":"H14","v":405.97323949999998},{"$f":"L14","v":0},{"$f":"K14","v":89.781823529411767},{"$f":"SUM(M103:O103)","v":495.75506302941176},{"$f":"+P103","v":495.75506302941176},{"$f":"M14","v":0},{"$f":"L103-Q103-R103","v":15.730346077175852},{"$f":"IF(S103<0,0,S103)","v":15.730346077175852},{"$f":"K103+H103","v":76.33141409386765},{"$f":"T101","v":120.208894491386},null,null,null,null,null,null,null,null,null,null,{"$f":"J103","v":314.94510052133398},{"$f":"SUM(U103:AG103)","v":511.48540910658767},{"$f":"+Q103","v":495.75506302941176},{"$f":"(AI103+R103)*U102","v":73.983899308736127},null,{"$f":"IF(AG103>0,(AI103+R103)*AG102,\"\")","v":305.25920266715076},{"$f":"SUM(AI103:AK103)","v":569.73896233814787},{"$f":"IF(AN102=\"\",\"\",$AM103*AN102)","v":85.024870475984642},133.89959829150496,"","","","","","","","","","",350.81449357065827,{"$f":"SUM(AN103:AZ103)","v":569.73896233814787},{"$f":"+U103","v":76.33141409386765},{"$f":"IF(D103=\"MAR\",IF((BB103-AJ103)<0,0,BB103-AJ103),IF(D103=\"Cerrada\",IF((BB103-AJ103)<0,0,BB103-AJ103),IF((BB103-AK103)<0,0,BB103-AK103)))","v":2.3475147851315228},{"$f":"IF(AG103=0,\"\",IF(AG103-AL103<0,0,AG103-AL103))","v":9.6858978541832244},{"$f":"IF(D103=\"MAR\",0,IF(D103=\"Cerrada\",0,AJ103))","v":0},{"$f":"IF(T103-BE103<0,0,T103-BE103)","v":15.730346077175852},{"$f":"IF(D103=\"MAR\",IF(AI103+R103+AJ103=0,\"Infinito\",(I103+U103+AG103)/(AI103+R103)),IF(D103=\"Cerrada\",IF(AI103+R103+AJ103=0,\"Infinito\",(I103+U103+AG103)/(AI103+R103)),IF(AI103+R103+AJ103=0,\"Infinito\",(I103+U103+AG103)/(AI103+R103+AJ103))))","v":1.0317300765040147},{"$f":"IF(BG103<1.4,\"1\", IF(BG103<3,\"2\", IF(BG103<9,\"3\", \"4\")))","v":"1"},{"$f":"IF(BG103<1.4,\"ROJO\", IF(BG103<3,\"AMARILLO\", IF(BG103<9,\"VERDE\", \"AZUL\")))","v":"ROJO"},{"$f":"IF(BG103<1.4,\"Déficit\", IF(BG103<3,\"Equilibrio\", IF(BG103<9,\"Disponibilidad\", \"Abundante\")))","v":"Déficit"},{"$f":"IF(I103+U103+AG103<=0,0,I103+U103+AG103)","v":511.48540910658767},{"$f":"IF(D103=\"MAR\",AI103+R103,IF(D103=\"Cerrada\",AI103+R103,AI103+R103+AJ103))","v":495.75506302941176},{"$f":"BK92/BL92","v":1.3900815754643345},{"$f":"SUM(BC103:BD103)","v":12.033412639314747}]
[]
[null,null,null,null,null,null,null,null,null,null,null,null,null,null,null,null,null,null,null,null,null,null,null,null,null,null,null,null,null,null,null,null,null,null,null,null,null,"Comprobación  ",null,null,null,null,null,null,null,null,null,null,null,null,null,null,null,"SDxx   ",null,null,"Ab   "]
[null,null,null,null,null,null,null,null,null,null,null,null,null,null,null,null,null,null,null,null,null,null,null,null,null,null,null,null,null,null,null,null,null,null,null,null,null,null,null,null,null,null,null,null,null,null,null,null,null,null,null,null,null,{"$f":"SUM(BC101:BD103)","v":15.730346077175881},"Mm3",null,{"$f":"T103","v":15.730346077175852},"Mm3"]
[]
["No LINEA","CUENCA O REGION","CONEXION",null,null,null,null,"OFERTA  POTENCIAL",null,null,null,null,"DEMANDA CONSUNTIVA",null,null,null,null,null,null,null,"OFERTA REAL",null,null,null,null,null,null,null,null,null,null,null,null,null,"EXTRACC Y VOLS RESERV PARA A ABAJO",null,null,null,null,null,null,null,null,null,null,null,null,null,null,null,null,null,null,"POR CUENCA PROPIA",null,null,"A LA SAL. DEL C PRINCIPAL",null,"DISPONIBILIDAD RELATIVA",null,null,null,"OFERTA - DEMANDA"]
[null,"HIDROLOGICA","DE ","HACIA",null,null,null,"Cp","Cp A Arriba","Im","R","TOTAL","Uc","Ev","Ex","TOTAL","TOTAL ACUM.","Dv","Ab","Ab","Cp","Ar1","Ar2","Ar3","Ar4","Ar5","Ar6","Ar7","Ar8","Ar9","Ar10","Ar11","Im","TOTAL","Uc","Re1","Re2","RImp","TOTAL","para Cp","para Ar1","para Ar2","para Ar3","para Ar4","para Ar5","para Ar6","para Ar7","para Ar8","para Ar9","para Ar10","para Ar11","para Im","TOTAL","RESERVADO","DISPONIBLE","DImp","RESERVADO","DISPONIBLE","INDICE","CLAVE","COLOR",null,"OFERTA","DEMANDA","Indice"]
["Cuenca Río Matape"]
[null,null,null,null,null,null,null,null,null,null,null,null,null,null,null,null,null,null,null,null,{"$f":"IF(U112=0,\"\",U112/(SUM($U112:$AG112)))","v":1},{"$f":"IF(V112=0,\"\",V112/(SUM($U112:$AG112)))","v":""},{"$f":"IF(W112=0,\"\",W112/(SUM($U112:$AG112)))","v":""},{"$f":"IF(X112=0,\"\",X112/(SUM($U112:$AG112)))","v":""},"","","","","","","","","",{"$f":"SUM(U111:AG111)","v":1},null,null,null,null,null,{"$f":"IF(U111=0,\"\",U111)","v":1},{"$f":"IF(V111=0,\"\",V111)","v":""},{"$f":"IF(W111=0,\"\",W111)","v":""},{"$f":"IF(X111=0,\"\",X111)","v":""},{"$f":"IF(Y111=0,\"\",Y111)","v":""},"","","","","","",{"$f":"IF(AF111=0,\"\",AF111)","v":""},{"$f":"IF(AG111=0,\"\",AG111)","v":""},{"$f":"SUM(AN111:AZ111)","v":1}]
["A",{"$f":"A112","v":"A"},{"$f":"A112","v":"A"},"b",null,null,null,{"$f":"C24","v":996.84335177602338},null,{"$f":"J24","v":0},{"$f":"I24","v":0},{"$f":"SUM(H112:K112)","v":996.84335177602338},{"$f":"H24","v":2.5398214499999998},{"$f":"L24","v":0},{"$f":"K24","v":0},{"$f":"SUM(M112:O112)","v":2.5398214499999998},{"$f":"+P112","v":2.5398214499999998},{"$f":"M24","v":0},{"$f":"L112-Q112-R112","v":994.30353032602341},{"$f":"IF(S112<0,0,S112)","v":994.30353032602341},{"$f":"K112+H112","v":996.84335177602338},null,null,null,null,null,null,null,null,null,null,null,{"$f":"J112","v":0},{"$f":"SUM(U112:AG112)","v":996.84335177602338},{"$f":"+Q112","v":2.5398214499999998},{"$f":"(AI114+R114)*V113","v":6.481821740255822},{"$f":"AI112+R112+AJ112","v":9.0216431902558227},{"$f":"IF(AG112>0,(AI112+R112+AJ112)*AG111,\"\")","v":""},{"$f":"SUM(AI112:AK112)","v":18.043286380511645},{"$f":"IF(AN111=\"\",\"\",$AM112*AN111)","v":18.043286380511645},"","","","","","","","","","","","",{"$f":"SUM(AN112:AZ112)","v":18.043286380511645},{"$f":"+U112","v":996.84335177602338},{"$f":"IF(D112=\"MAR\",IF((BB112-AJ112)<0,0,BB112-AJ112),IF(D112=\"Cerrada\",IF((BB112-AJ112)<0,0,BB112-AJ112),IF((BB112-AK112)<0,0,BB112-AK112)))","v":987.82170858576751},{"$f":"IF(AG112=0,\"\",IF(AG112-AL112<0,0,AG112-AL112))","v":""},{"$f":"IF(D112=\"MAR\",0,IF(D112=\"Cerrada\",0,AJ112))","v":6.481821740255822},{"$f":"IF(T112-BE112<0,0,T112-BE112)","v":987.82170858576762},{"$f":"IF(D112=\"MAR\",IF(AI112+R112+AJ112=0,\"Infinito\",(I112+U112+AG112)/(AI112+R112)),IF(D112=\"Cerrada\",IF(AI112+R112+AJ112=0,\"Infinito\",(I112+U112+AG112)/(AI112+R112)),IF(AI112+R112+AJ112=0,\"Infinito\",(I112+U112+AG112)/(AI112+R112+AJ112))))","v":110.49465499286238},{"$f":"IF(BG112<1.4,\"1\", IF(BG112<3,\"2\", IF(BG112<9,\"3\", \"4\")))","v":"4"},{"$f":"IF(BG112<1.4,\"ROJO\", IF(BG112<3,\"AMARILLO\", IF(BG112<9,\"VERDE\", \"AZUL\")))","v":"AZUL"},{"$f":"IF(BG112<1.4,\"Déficit\", IF(BG112<3,\"Equilibrio\", IF(BG112<9,\"Disponibilidad\", \"Abundante\")))","v":"Abundante"},{"$f":"I112+U112+AG112","v":996.84335177602338},{"$f":"IF(D112=\"MAR\",AI112+R112,IF(D112=\"Cerrada\",AI112+R112,AI112+R112+AJ112))","v":9.0216431902558227},{"$f":"BK101/BL101","v":1.0255192888190452},{"$f":"SUM(BC112:BD112)","v":987.82170858576751}]
[null,null,null,null,null,null,null,null,null,null,null,null,null,null,null,null,null,null,null,null,{"$f":"IF(U114=0,\"\",U114/(SUM($U114:$AG114)))","v":0.29800716164416374},{"$f":"IF(V114=0,\"\",V114/(SUM($U114:$AG114)))","v":0.70199283835583626},{"$f":"IF(W114=0,\"\",W114/(SUM($U114:$AG114)))","v":""},{"$f":"IF(X114=0,\"\",X114/(SUM($U114:$AG114)))","v":""},"","","","","","","","","",{"$f":"SUM(U113:AG113)","v":1},null,null,null,null,null,{"$f":"IF(U113=0,\"\",U113)","v":0.29800716164416374},{"$f":"IF(V113=0,\"\",V113)","v":0.70199283835583626},{"$f":"IF(W113=0,\"\",W113)","v":""},{"$f":"IF(X113=0,\"\",X113)","v":""},"","","","","","","","","",{"$f":"SUM(AN113:AZ113)","v":1}]
["B",{"$f":"A114","v":"B"},{"$f":"A114","v":"B"},"MAR",null,null,null,{"$f":"C25","v":421.94995956319906},{"$f":"T112","v":994.30353032602341},{"$f":"J25","v":0},{"$f":"I25","v":0.14775525},{"$f":"SUM(H114:K114)","v":1416.4012451392225},{"$f":"H25","v":9.2334584999999993},{"$f":"L25","v":0},{"$f":"K25","v":0},{"$f":"SUM(M114:O114)","v":9.2334584999999993},{"$f":"+P114","v":9.2334584999999993},{"$f":"M25","v":0},{"$f":"L114-Q114-R114","v":1407.1677866392224},{"$f":"IF(S114<0,0,S114)","v":1407.1677866392224},{"$f":"K114+H114","v":422.09771481319905},{"$f":"T112","v":994.30353032602341},null,null,null,null,null,null,null,null,null,null,{"$f":"J114","v":0},{"$f":"SUM(U114:AG114)","v":1416.4012451392225},{"$f":"+Q114","v":9.2334584999999993},{"$f":"(AI114+R114)*U113","v":2.7516367597441773},null,{"$f":"IF(AG114>0,(AI114+R114)*AG113,\"\")","v":""},{"$f":"SUM(AI114:AK114)","v":11.985095259744178},{"$f":"IF(AN113=\"\",\"\",$AM114*AN113)","v":3.5716442203912839},8.4134510393528945,"","","","","","","","","","","",{"$f":"SUM(AN114:AZ114)","v":11.985095259744178},{"$f":"+U114","v":422.09771481319905},{"$f":"IF(D114=\"MAR\",IF((BB114-AJ114)<0,0,BB114-AJ114),IF(D114=\"Cerrada\",IF((BB114-AJ114)<0,0,BB114-AJ114),IF((BB114-AK114)<0,0,BB114-AK114)))","v":419.34607805345485},{"$f":"IF(AG114=0,\"\",IF(AG114-AL114<0,0,AG114-AL114))","v":""},{"$f":"IF(D114=\"MAR\",0,IF(D114=\"Cerrada\",0,AJ114))","v":0},{"$f":"IF(T114-BE114<0,0,T114-BE114)","v":1407.1677866392224},{"$f":"IF(D114=\"MAR\",IF(AI114+R114+AJ114=0,\"Infinito\",(I114+U114+AG114)/(AI114+R114)),IF(D114=\"Cerrada\",IF(AI114+R114+AJ114=0,\"Infinito\",(I114+U114+AG114)/(AI114+R114)),IF(AI114+R114+AJ114=0,\"Infinito\",(I114+U114+AG114)/(AI114+R114+AJ114))))","v":153.39877740710295},{"$f":"IF(BG114<1.4,\"1\", IF(BG114<3,\"2\", IF(BG114<9,\"3\", \"4\")))","v":"4"},{"$f":"IF(BG114<1.4,\"ROJO\", IF(BG114<3,\"AMARILLO\", IF(BG114<9,\"VERDE\", \"AZUL\")))","v":"AZUL"},{"$f":"IF(BG114<1.4,\"Déficit\", IF(BG114<3,\"Equilibrio\", IF(BG114<9,\"Disponibilidad\", \"Abundante\")))","v":"Abundante"},{"$f":"IF(I114+U114+AG114<=0,0,I114+U114+AG114)","v":1416.4012451392225},{"$f":"IF(D114=\"MAR\",AI114+R114,IF(D114=\"Cerrada\",AI114+R114,AI114+R114+AJ114))","v":9.2334584999999993},{"$f":"BK103/BL103","v":1.0317300765040147},{"$f":"SUM(BC114:BD114)","v":419.34607805345485}]
[]
[null,null,null,null,null,null,null,null,null,null,null,null,null,null,null,null,null,null,null,null,null,null,null,null,null,null,null,null,null,null,null,null,null,null,null,null,null,"Comprobación  ",null,null,null,null,null,null,null,null,null,null,null,null,null,null,null,"SDxx   ",null,null,"Ab   "]
[null,null,null,null,null,null,null,null,null,null,null,null,null,null,null,null,null,null,null,null,null,null,null,null,null,null,null,null,null,null,null,null,null,null,null,null,null,null,null,null,null,null,null,null,null,null,null,null,null,null,null,null,null,{"$f":"SUM(BC112:BD114)","v":1407.1677866392224},"Mm3",null,{"$f":"T114","v":1407.1677866392224},"Mm3"]
[]
["No LINEA","CUENCA O REGION","CONEXION",null,null,null,null,"OFERTA  POTENCIAL",null,null,null,null,"DEMANDA CONSUNTIVA",null,null,null,null,null,null,null,"OFERTA REAL",null,null,null,null,null,null,null,null,null,null,null,null,null,"EXTRACC Y VOLS RESERV PARA A ABAJO",null,null,null,null,null,null,null,null,null,null,null,null,null,null,null,null,null,null,"POR CUENCA PROPIA",null,null,"A LA SAL. DEL C PRINCIPAL",null,"DISPONIBILIDAD RELATIVA",null,null,null,"OFERTA - DEMANDA"]
[null,"HIDROLOGICA","DE ","HACIA",null,null,null,"Cp","Cp A Arriba","Im","R","TOTAL","Uc","Ev","Ex","TOTAL","TOTAL ACUM.","Dv","Ab","Ab","Cp","Ar1","Ar2","Ar3","Ar4","Ar5","Ar6","Ar7","Ar8","Ar9","Ar10","Ar11","Im","TOTAL","Uc","Re1","Re2","RImp","TOTAL","para Cp","para Ar1","para Ar2","para Ar3","para Ar4","para Ar5","para Ar6","para Ar7","para Ar8","para Ar9","para Ar10","para Ar11","para Im","TOTAL","RESERVADO","DISPONIBLE","DImp","RESERVADO","DISPONIBLE","INDICE","CLAVE","COLOR",null,"OFERTA","DEMANDA","Indice"]
["Cuenca Río Matape"]
[null,null,null,null,null,null,null,null,null,null,null,null,null,null,null,null,null,null,null,null,{"$f":"IF(U123=0,\"\",U123/(SUM($U123:$AG123)))","v":1},{"$f":"IF(V123=0,\"\",V123/(SUM($U123:$AG123)))","v":""},{"$f":"IF(W123=0,\"\",W123/(SUM($U123:$AG123)))","v":""},{"$f":"IF(X123=0,\"\",X123/(SUM($U123:$AG123)))","v":""},"","","","","","","","","",{"$f":"SUM(U122:AG122)","v":1},null,null,null,null,null,{"$f":"IF(U122=0,\"\",U122)","v":1},{"$f":"IF(V122=0,\"\",V122)","v":""},{"$f":"IF(W122=0,\"\",W122)","v":""},{"$f":"IF(X122=0,\"\",X122)","v":""},{"$f":"IF(Y122=0,\"\",Y122)","v":""},"","","","","","",{"$f":"IF(AF122=0,\"\",AF122)","v":""},{"$f":"IF(AG122=0,\"\",AG122)","v":""},{"$f":"SUM(AN122:AZ122)","v":1}]
["A",{"$f":"A123","v":"A"},{"$f":"A123","v":"A"},"B",null,null,null,{"$f":"C11","v":101.2955093417292},null,{"$f":"J11","v":0},{"$f":"I11","v":0},{"$f":"SUM(H123:K123)","v":101.2955093417292},{"$f":"H11","v":0.35313240000000001},{"$f":"L11","v":0},{"$f":"K11","v":0},{"$f":"SUM(M123:O123)","v":0.35313240000000001},{"$f":"+P123","v":0.35313240000000001},{"$f":"M11","v":0},{"$f":"L123-Q123-R123","v":100.94237694172919},{"$f":"IF(S123<0,0,S123)","v":100.94237694172919},{"$f":"K123+H123","v":101.2955093417292},null,null,null,null,null,null,null,null,null,null,null,{"$f":"J123","v":0},{"$f":"SUM(U123:AG123)","v":101.2955093417292},{"$f":"+Q123","v":0.35313240000000001},{"$f":"(AI125+R125)*V124","v":0.34167533850864962},{"$f":"AI123+R123+AJ123","v":0.69480773850864963},{"$f":"IF(AG123>0,(AI123+R123+AJ123)*AG122,\"\")","v":""},{"$f":"SUM(AI123:AK123)","v":1.3896154770172993},{"$f":"IF(AN122=\"\",\"\",$AM123*AN122)","v":1.3896154770172993},"","","","","","","","","","","","",{"$f":"SUM(AN123:AZ123)","v":1.3896154770172993},{"$f":"+U123","v":101.2955093417292},{"$f":"IF(D123=\"MAR\",IF((BB123-AJ123)<0,0,BB123-AJ123),IF(D123=\"Cerrada\",IF((BB123-AJ123)<0,0,BB123-AJ123),IF((BB123-AK123)<0,0,BB123-AK123)))","v":100.60070160322056},null,{"$f":"IF(D123=\"MAR\",0,IF(D123=\"Cerrada\",0,AJ123))","v":0.34167533850864962},{"$f":"IF(T123-BE123<0,0,T123-BE123)","v":100.60070160322054},{"$f":"IF(D123=\"MAR\",IF(AI123+R123+AJ123=0,\"Infinito\",(I123+U123+AG123)/(AI123+R123)),IF(D123=\"Cerrada\",IF(AI123+R123+AJ123=0,\"Infinito\",(I123+U123+AG123)/(AI123+R123)),IF(AI123+R123+AJ123=0,\"Infinito\",(I123+U123+AG123)/(AI123+R123+AJ123))))","v":145.78926475279633},{"$f":"IF(BG123<1.4,\"1\", IF(BG123<3,\"2\", IF(BG123<9,\"3\", \"4\")))","v":"4"},{"$f":"IF(BG123<1.4,\"ROJO\", IF(BG123<3,\"AMARILLO\", IF(BG123<9,\"VERDE\", \"AZUL\")))","v":"AZUL"},{"$f":"IF(BG123<1.4,\"Déficit\", IF(BG123<3,\"Equilibrio\", IF(BG123<9,\"Disponibilidad\", \"Abundante\")))","v":"Abundante"},{"$f":"I123+U123+AG123","v":101.2955093417292},{"$f":"IF(D123=\"MAR\",AI123+R123,IF(D123=\"Cerrada\",AI123+R123,AI123+R123+AJ123))","v":0.69480773850864963},{"$f":"BK112/BL112","v":110.49465499286238},{"$f":"SUM(BC123:BD123)","v":100.60070160322056}]
[null,null,null,null,null,null,null,null,null,null,null,null,null,null,null,null,null,null,null,null,{"$f":"IF(U125=0,\"\",U125/(SUM($U125:$AG125)))","v":0.33464478623624083},{"$f":"IF(V125=0,\"\",V125/(SUM($U125:$AG125)))","v":0.66535521376375906},{"$f":"IF(W125=0,\"\",W125/(SUM($U125:$AG125)))","v":""},{"$f":"IF(X125=0,\"\",X125/(SUM($U125:$AG125)))","v":""},"","","","","","","","","",{"$f":"SUM(U124:AG124)","v":0.99999999999999989},null,null,null,null,null,{"$f":"IF(U124=0,\"\",U124)","v":0.33464478623624083},{"$f":"IF(V124=0,\"\",V124)","v":0.66535521376375906},{"$f":"IF(W124=0,\"\",W124)","v":""},{"$f":"IF(X124=0,\"\",X124)","v":""},"","","","","","","","","",{"$f":"SUM(AN124:AZ124)","v":0.99999999999999989}]
["B",{"$f":"A125","v":"B"},{"$f":"A125","v":"B"},"MAR",null,null,null,{"$f":"C12","v":50.769633205033962},{"$f":"T123","v":100.94237694172919},{"$f":"J12","v":0},{"$f":"I12","v":0},{"$f":"SUM(H125:K125)","v":151.71201014676316},{"$f":"H12","v":0.51352320000000007},{"$f":"L12","v":0},{"$f":"K12","v":0},{"$f":"SUM(M125:O125)","v":0.51352320000000007},{"$f":"+P125","v":0.51352320000000007},{"$f":"M12","v":0},{"$f":"L125-Q125-R125","v":151.19848694676315},{"$f":"IF(S125<0,0,S125)","v":151.19848694676315},{"$f":"K125+H125","v":50.769633205033962},{"$f":"T123","v":100.94237694172919},null,null,null,null,null,null,null,null,null,null,{"$f":"J125","v":0},{"$f":"SUM(U125:AG125)","v":151.71201014676316},{"$f":"+Q125","v":0.51352320000000007},{"$f":"(AI125+R125)*U124","v":0.17184786149135037},null,{"$f":"IF(AG125>0,(AI125+R125)*AG124,\"\")","v":""},{"$f":"SUM(AI125:AK125)","v":0.68537106149135041},{"$f":"IF(AN124=\"\",\"\",$AM125*AN124)","v":0.22935585236527842},0.45601520912607191,"","","","","","","","","","","",{"$f":"SUM(AN125:AZ125)","v":0.6853710614913503},{"$f":"+U125","v":50.769633205033962},{"$f":"IF(D125=\"MAR\",IF((BB125-AJ125)<0,0,BB125-AJ125),IF(D125=\"Cerrada\",IF((BB125-AJ125)<0,0,BB125-AJ125),IF((BB125-AK125)<0,0,BB125-AK125)))","v":50.597785343542611},{"$f":"IF(AG125=0,\"\",IF(AG125-AL125<0,0,AG125-AL125))","v":""},{"$f":"IF(D125=\"MAR\",0,IF(D125=\"Cerrada\",0,AJ125))","v":0},{"$f":"IF(T125-BE125<0,0,T125-BE125)","v":151.19848694676315},{"$f":"IF(D125=\"MAR\",IF(AI125+R125+AJ125=0,\"Infinito\",(I125+U125+AG125)/(AI125+R125)),IF(D125=\"Cerrada\",IF(AI125+R125+AJ125=0,\"Infinito\",(I125+U125+AG125)/(AI125+R125)),IF(AI125+R125+AJ125=0,\"Infinito\",(I125+U125+AG125)/(AI125+R125+AJ125))))","v":295.43360484348739},{"$f":"IF(BG125<1.4,\"1\", IF(BG125<3,\"2\", IF(BG125<9,\"3\", \"4\")))","v":"4"},{"$f":"IF(BG125<1.4,\"ROJO\", IF(BG125<3,\"AMARILLO\", IF(BG125<9,\"VERDE\", \"AZUL\")))","v":"AZUL"},{"$f":"IF(BG125<1.4,\"Déficit\", IF(BG125<3,\"Equilibrio\", IF(BG125<9,\"Disponibilidad\", \"Abundante\")))","v":"Abundante"},{"$f":"IF(I125+U125+AG125<=0,0,I125+U125+AG125)","v":151.71201014676316},{"$f":"IF(D125=\"MAR\",AI125+R125,IF(D125=\"Cerrada\",AI125+R125,AI125+R125+AJ125))","v":0.51352320000000007},{"$f":"BK114/BL114","v":153.39877740710295},{"$f":"SUM(BC125:BD125)","v":50.597785343542611}]
[]
[null,null,null,null,null,null,null,null,null,null,null,null,null,null,null,null,null,null,null,null,null,null,null,null,null,null,null,null,null,null,null,null,null,null,null,null,null,"Comprobación  ",null,null,null,null,null,null,null,null,null,null,null,null,null,null,null,"SDxx   ",null,null,"Ab   "]
[null,null,null,null,null,null,null,null,null,null,null,null,null,null,null,null,null,null,null,null,null,null,null,null,null,null,null,null,null,null,null,null,null,null,null,null,null,null,null,null,null,null,null,null,null,null,null,null,null,null,null,null,null,{"$f":"SUM(BC123:BD125)","v":151.19848694676318},"Mm3",null,{"$f":"T125","v":151.19848694676315},"Mm3"]
[]
["No LINEA","CUENCA O REGION","CONEXION",null,null,null,null,"OFERTA  POTENCIAL",null,null,null,null,"DEMANDA CONSUNTIVA",null,null,null,null,null,null,null,"OFERTA REAL",null,null,null,null,null,null,null,null,null,null,null,null,null,"EXTRACC Y VOLS RESERV PARA A ABAJO",null,null,null,null,null,null,null,null,null,null,null,null,null,null,null,null,null,null,"POR CUENCA PROPIA",null,null,"A LA SAL. DEL C PRINCIPAL",null,"DISPONIBILIDAD RELATIVA",null,null,null,"OFERTA - DEMANDA"]
[null,"HIDROLOGICA","DE ","HACIA",null,null,null,"Cp","Cp A Arriba","Im","R","TOTAL","Uc","Ev","Ex","TOTAL","TOTAL ACUM.","Dv","Ab","Ab","Cp","Ar1","Ar2","Ar3","Ar4","Ar5","Ar6","Ar7","Ar8","Ar9","Ar10","Ar11","Im","TOTAL","Uc","Re1","Re2","RImp","TOTAL","para Cp","para Ar1","para Ar2","para Ar3","para Ar4","para Ar5","para Ar6","para Ar7","para Ar8","para Ar9","para Ar10","para Ar11","para Im","TOTAL","RESERVADO","DISPONIBLE","DImp","RESERVADO","DISPONIBLE","INDICE","CLAVE","COLOR",null,"OFERTA","DEMANDA","Indice"]
["Cuenca Río Matape"]
[null,null,null,null,null,null,null,null,null,null,null,null,null,null,null,null,null,null,null,null,{"$f":"IF(U134=0,\"\",U134/(SUM($U134:$AG134)))","v":1},{"$f":"IF(V134=0,\"\",V134/(SUM($U134:$AG134)))","v":""},{"$f":"IF(W134=0,\"\",W134/(SUM($U134:$AG134)))","v":""},{"$f":"IF(X134=0,\"\",X134/(SUM($U134:$AG134)))","v":""},"","","","","","","","","",{"$f":"SUM(U133:AG133)","v":1},null,null,null,null,null,{"$f":"IF(U133=0,\"\",U133)","v":1},{"$f":"IF(V133=0,\"\",V133)","v":""},{"$f":"IF(W133=0,\"\",W133)","v":""},{"$f":"IF(X133=0,\"\",X133)","v":""},"","","","","","","","","",{"$f":"SUM(AN133:AZ133)","v":1}]
["A",{"$f":"A134","v":"A"},{"$f":"A134","v":"A"},"B",null,null,null,{"$f":"C15","v":1374.9023990613305},null,{"$f":"J15","v":0},{"$f":"I15","v":0},{"$f":"SUM(H134:K134)","v":1374.9023990613305},{"$f":"H15","v":1028.10649175},{"$f":"L15","v":60.703000000000003},{"$f":"K15","v":0},{"$f":"SUM(M134:O134)","v":1088.80949175},{"$f":"+P134","v":1088.80949175},{"$f":"M15","v":23.263000000000002},{"$f":"L134-Q134-R134","v":262.82990731133049},{"$f":"IF(S134<0,0,S134)","v":262.82990731133049},{"$f":"K134+H134","v":1374.9023990613305},null,null,null,null,null,null,null,null,null,null,null,{"$f":"J134","v":0},{"$f":"SUM(U134:AG134)","v":1374.9023990613305},{"$f":"+Q134","v":1088.80949175},{"$f":"(AI136+R136)*V135","v":212.52696233132781},{"$f":"AI134+R134+AJ134","v":1324.5994540813276},{"$f":"IF(AG134>0,(AI134+R134+AJ134)*AG133,\"\")","v":""},{"$f":"SUM(AI134:AK134)","v":2625.9359081626553},{"$f":"IF(AN133=\"\",\"\",$AM134*AN133)","v":2625.9359081626553},"","","","","","","","","","","","",{"$f":"SUM(AN134:AZ134)","v":2625.9359081626553},{"$f":"+U134","v":1374.9023990613305},{"$f":"IF(D134=\"MAR\",IF((BB134-AJ134)<0,0,BB134-AJ134),IF(D134=\"Cerrada\",IF((BB134-AJ134)<0,0,BB134-AJ134),IF((BB134-AK134)<0,0,BB134-AK134)))","v":50.302944980002849},{"$f":"IF(AG134=0,\"\",IF(AG134-AL134<0,0,AG134-AL134))","v":""},{"$f":"IF(D134=\"MAR\",0,IF(D134=\"Cerrada\",0,AJ134))","v":212.52696233132781},{"$f":"IF(T134-BE134<0,0,T134-BE134)","v":50.302944980002678},{"$f":"IF(D134=\"MAR\",IF(AI134+R134+AJ134=0,\"Infinito\",(I134+U134+AG134)/(AI134+R134)),IF(D134=\"Cerrada\",IF(AI134+R134+AJ134=0,\"Infinito\",(I134+U134+AG134)/(AI134+R134)),IF(AI134+R134+AJ134=0,\"Infinito\",(I134+U134+AG134)/(AI134+R134+AJ134))))","v":1.0379759668668218},{"$f":"IF(BG134<1.4,\"1\", IF(BG134<3,\"2\", IF(BG134<9,\"3\", \"4\")))","v":"1"},{"$f":"IF(BG134<1.4,\"ROJO\", IF(BG134<3,\"AMARILLO\", IF(BG134<9,\"VERDE\", \"AZUL\")))","v":"ROJO"},{"$f":"IF(BG134<1.4,\"Déficit\", IF(BG134<3,\"Equilibrio\", IF(BG134<9,\"Disponibilidad\", \"Abundante\")))","v":"Déficit"},{"$f":"I134+U134+AG134","v":1374.9023990613305},{"$f":"IF(D134=\"MAR\",AI134+R134,IF(D134=\"Cerrada\",AI134+R134,AI134+R134+AJ134))","v":1324.5994540813276},{"$f":"BK123/BL123","v":145.78926475279633},{"$f":"SUM(BC134:BD134)","v":50.302944980002849}]
[null,null,null,null,null,null,null,null,null,null,null,null,null,null,null,null,null,null,null,null,{"$f":"IF(U136=0,\"\",U136/(SUM($U136:$AG136)))","v":0.82831760914288832},{"$f":"IF(V136=0,\"\",V136/(SUM($U136:$AG136)))","v":0.17168239085711162},{"$f":"IF(W136=0,\"\",W136/(SUM($U136:$AG136)))","v":""},{"$f":"IF(X136=0,\"\",X136/(SUM($U136:$AG136)))","v":""},"","","","","","","","","",{"$f":"SUM(U135:AG135)","v":1},null,null,null,null,null,{"$f":"IF(U135=0,\"\",U135)","v":0.82831760914288832},{"$f":"IF(V135=0,\"\",V135)","v":0.17168239085711162},{"$f":"IF(W135=0,\"\",W135)","v":""},{"$f":"IF(X135=0,\"\",X135)","v":""},"","","","","","","","","",{"$f":"SUM(AN135:AZ135)","v":1}]
["B",{"$f":"A136","v":"B"},{"$f":"A136","v":"B"},"MAR",null,null,null,{"$f":"C16","v":245.20713642453532},{"$f":"T134","v":262.82990731133049},{"$f":"J16","v":0},{"$f":"I16","v":1022.870733114},{"$f":"SUM(H136:K136)","v":1530.907776849866},{"$f":"H16","v":714.34311851999996},{"$f":"L16","v":0},{"$f":"K16","v":523.56463235825072},{"$f":"SUM(M136:O136)","v":1237.9077508782507},{"$f":"+P136","v":1237.9077508782507},{"$f":"M16","v":0},{"$f":"L136-Q136-R136","v":293.00002597161529},{"$f":"IF(S136<0,0,S136)","v":293.00002597161529},{"$f":"K136+H136","v":1268.0778695385354},{"$f":"T134","v":262.82990731133049},null,null,null,null,null,null,null,null,null,null,{"$f":"J136","v":0},{"$f":"SUM(U136:AG136)","v":1530.907776849866},{"$f":"+Q136","v":1237.9077508782507},{"$f":"(AI136+R136)*U135","v":1025.3807885469228},null,{"$f":"IF(AG136>0,(AI136+R136)*AG135,\"\")","v":""},{"$f":"SUM(AI136:AK136)","v":2263.2885394251734},{"$f":"IF(AN135=\"\",\"\",$AM136*AN135)","v":1874.7217517771594},388.56678764801393,"","","","","","","","","","","",{"$f":"SUM(AN136:AZ136)","v":2263.2885394251734},{"$f":"+U136","v":1268.0778695385354},{"$f":"IF(D136=\"MAR\",IF((BB136-AJ136)<0,0,BB136-AJ136),IF(D136=\"Cerrada\",IF((BB136-AJ136)<0,0,BB136-AJ136),IF((BB136-AK136)<0,0,BB136-AK136)))","v":242.69708099161267},{"$f":"IF(AG136=0,\"\",IF(AG136-AL136<0,0,AG136-AL136))","v":""},{"$f":"IF(D136=\"MAR\",0,IF(D136=\"Cerrada\",0,AJ136))","v":0},{"$f":"IF(T136-BE136<0,0,T136-BE136)","v":293.00002597161529},{"$f":"IF(D136=\"MAR\",IF(AI136+R136+AJ136=0,\"Infinito\",(I136+U136+AG136)/(AI136+R136)),IF(D136=\"Cerrada\",IF(AI136+R136+AJ136=0,\"Infinito\",(I136+U136+AG136)/(AI136+R136)),IF(AI136+R136+AJ136=0,\"Infinito\",(I136+U136+AG136)/(AI136+R136+AJ136))))","v":1.2366897095229772},{"$f":"IF(BG136<1.4,\"1\", IF(BG136<3,\"2\", IF(BG136<9,\"3\", \"4\")))","v":"1"},{"$f":"IF(BG136<1.4,\"ROJO\", IF(BG136<3,\"AMARILLO\", IF(BG136<9,\"VERDE\", \"AZUL\")))","v":"ROJO"},{"$f":"IF(BG136<1.4,\"Déficit\", IF(BG136<3,\"Equilibrio\", IF(BG136<9,\"Disponibilidad\", \"Abundante\")))","v":"Déficit"},{"$f":"IF(I136+U136+AG136<=0,0,I136+U136+AG136)","v":1530.907776849866},{"$f":"IF(D136=\"MAR\",AI136+R136,IF(D136=\"Cerrada\",AI136+R136,AI136+R136+AJ136))","v":1237.9077508782507},{"$f":"BK125/BL125","v":295.43360484348739},{"$f":"SUM(BC136:BD136)","v":242.69708099161267}]
[]
[null,null,null,null,null,null,null,null,null,null,null,null,null,null,null,null,null,null,null,null,null,null,null,null,null,null,null,null,null,null,null,null,null,null,null,null,null,"Comprobación  ",null,null,null,null,null,null,null,null,null,null,null,null,null,null,null,"SDxx   ",null,null,"Ab   "]
[null,null,null,null,null,null,null,null,null,null,null,null,null,null,null,null,null,null,null,null,null,null,null,null,null,null,null,null,null,null,null,null,null,null,null,null,null,null,null,null,null,null,null,null,null,null,null,null,null,null,null,null,null,{"$f":"SUM(BC134:BD136)","v":293.00002597161551},"Mm3",null,{"$f":"T136","v":293.00002597161529},"Mm3"]
[]
[]
[null,null,null,null,null,null,null,null,null,null,null,null,null,null,null,null,null,null,null,null,null,null,null,null,null,null,null,null,null,null,null,null,null,null,null,null,null,null,null,null,null,null,null,null,null,null,null,null,null,null,null,null,null,null,null,null,null,null,null,null,null,null,null,null,"Indice"]
["No LINEA","CUENCA O REGION","CONEXION",null,null,null,null,"OFERTA  POTENCIAL",null,null,null,null,"DEMANDA CONSUNTIVA",null,null,null,null,null,null,null,"OFERTA REAL",null,null,null,null,null,null,null,null,null,null,null,null,null,"EXTRACC Y VOLS RESERV PARA A ABAJO",null,null,null,null,null,null,null,null,null,null,null,null,null,null,null,null,null,null,"POR CUENCA PROPIA",null,null,"A LA SAL. DEL C PRINCIPAL",null,"DISPONIBILIDAD RELATIVA",null,null,null,"OFERTA - DEMANDA"]
[null,"HIDROLOGICA","DE ","HACIA",null,null,null,"Cp","Cp A Arriba","Im","R","TOTAL","Uc","Ev","Ex","TOTAL","TOTAL ACUM.","Dv","Ab","Ab","Cp","Ar1","Ar2","Ar3","Ar4","Ar5","Ar6","Ar7","Ar8","Ar9","Ar10","Ar11","Im","TOTAL","Uc","Re1","Re2","RImp","TOTAL","para Cp","para Ar1","para Ar2","para Ar3","para Ar4","para Ar5","para Ar6","para Ar7","para Ar8","para Ar9","para Ar10","para Ar11","para Im","TOTAL","RESERVADO","DISPONIBLE","DImp","RESERVADO","DISPONIBLE","INDICE","CLAVE","COLOR",null,"OFERTA","DEMANDA"]
["Cuenca Río Sinaloa",null,null,null,null,null,null,null,null,null,null,null,null,null,null,null,null,null,null,null,null,null,null,null,null,null,null,null,null,null,null,null,null,null,null,null,null,null,null,null,null,null,null,null,null,null,null,null,null,null,null,null,null,null,null,null,null,null,null,null,null,null,null,null,{"$f":"BK134/BL134","v":1.0379759668668218}]
[null,null,null,null,null,null,null,null,null,null,null,null,null,null,null,null,null,null,null,null,{"$f":"IF(U147=0,\"\",U147/(SUM($U147:$AG147)))","v":1},{"$f":"IF(V147=0,\"\",V147/(SUM($U147:$AG147)))","v":""},{"$f":"IF(W147=0,\"\",W147/(SUM($U147:$AG147)))","v":""},{"$f":"IF(X147=0,\"\",X147/(SUM($U147:$AG147)))","v":""},"","","","","","","","","",{"$f":"SUM(U146:AG146)","v":1},null,null,null,null,null,{"$f":"IF(U146=0,\"\",U146)","v":1},{"$f":"IF(V146=0,\"\",V146)","v":""},{"$f":"IF(W146=0,\"\",W146)","v":""},{"$f":"IF(X146=0,\"\",X146)","v":""},{"$f":"IF(Y146=0,\"\",Y146)","v":""},"","","","","","",{"$f":"IF(AF146=0,\"\",AF146)","v":""},{"$f":"IF(AG146=0,\"\",AG146)","v":""},{"$f":"SUM(AN146:AZ146)","v":1}]
["A",{"$f":"A147","v":"A"},{"$f":"A147","v":"A"},"D",null,null,null,{"$f":"C26","v":1311.3482297969019},null,{"$f":"J26","v":0},{"$f":"I26","v":1.2262E-3},{"$f":"SUM(H147:K147)","v":1311.349455996902},{"$f":"H26","v":1058.42597325},{"$f":"L26","v":58.210999999999999},{"$f":"K26","v":0},{"$f":"SUM(M147:O147)","v":1116.63697325},{"$f":"+P147","v":1116.63697325},{"$f":"M26","v":26.643999999999998},{"$f":"L147-Q147-R147","v":168.06848274690196},{"$f":"IF(S147<0,0,S147)","v":168.06848274690196},{"$f":"K147+H147","v":1311.349455996902},null,null,null,null,null,null,null,null,null,null,null,{"$f":"J147","v":0},{"$f":"SUM(U147:AG147)","v":1311.349455996902},{"$f":"+Q147","v":1116.63697325},{"$f":"(AI153+R153)*V152","v":135.34574907744459},{"$f":"AI147+R147+AJ147","v":1278.6267223274447},{"$f":"IF(AG147>0,(AI147+R147+AJ147)*AG146,\"\")","v":""},{"$f":"SUM(AI147:AK147)","v":2530.6094446548896},{"$f":"IF(AN146=\"\",\"\",$AM147*AN146)","v":2530.6094446548896},"","","","","","","","","","","","",2530.6094446548896,{"$f":"+U147","v":1311.349455996902},{"$f":"IF(D147=\"MAR\",IF((BB147-AJ147)<0,0,BB147-AJ147),IF(D147=\"Cerrada\",IF((BB147-AJ147)<0,0,BB147-AJ147),IF((BB147-AK147)<0,0,BB147-AK147)))","v":32.722733669457284},{"$f":"IF(AG147=0,\"\",IF(AG147-AL147<0,0,AG147-AL147))","v":""},{"$f":"IF(D147=\"MAR\",0,IF(D147=\"Cerrada\",0,AJ147))","v":135.34574907744459},{"$f":"IF(T147-BE147<0,0,T147-BE147)","v":32.722733669457369},{"$f":"IF(D147=\"MAR\",IF(AI147+R147+AJ147=0,\"Infinito\",(I147+U147+AG147)/(AI147+R147)),IF(D147=\"Cerrada\",IF(AI147+R147+AJ147=0,\"Infinito\",(I147+U147+AG147)/(AI147+R147)),IF(AI147+R147+AJ147=0,\"Infinito\",(I147+U147+AG147)/(AI147+R147+AJ147))))","v":1.0255920927492372},{"$f":"IF(BG147<1.4,\"1\", IF(BG147<3,\"2\", IF(BG147<9,\"3\", \"4\")))","v":"1"},{"$f":"IF(BG147<1.4,\"ROJO\", IF(BG147<3,\"AMARILLO\", IF(BG147<9,\"VERDE\", \"AZUL\")))","v":"ROJO"},{"$f":"IF(BG147<1.4,\"Déficit\", IF(BG147<3,\"Equilibrio\", IF(BG147<9,\"Disponibilidad\", \"Abundante\")))","v":"Déficit"},{"$f":"I147+U147+AG147","v":1311.349455996902},{"$f":"IF(D147=\"MAR\",AI147+R147,IF(D147=\"Cerrada\",AI147+R147,AI147+R147+AJ147))","v":1278.6267223274447},{"$f":"BK136/BL136","v":1.2366897095229772},{"$f":"SUM(BC147:BD147)","v":32.722733669457284}]
[null,null,null,null,null,null,null,null,null,null,null,null,null,null,null,null,null,null,null,null,{"$f":"IF(U149=0,\"\",U149/(SUM($U149:$AG149)))","v":1},{"$f":"IF(V149=0,\"\",V149/(SUM($U149:$AG149)))","v":""},{"$f":"IF(W149=0,\"\",W149/(SUM($U149:$AG149)))","v":""},{"$f":"IF(X149=0,\"\",X149/(SUM($U149:$AG149)))","v":""},"","","","","","","","","",1,null,null,null,null,null,{"$f":"IF(U148=0,\"\",U148)","v":1},{"$f":"IF(V148=0,\"\",V148)","v":""},{"$f":"IF(W148=0,\"\",W148)","v":""},{"$f":"IF(X148=0,\"\",X148)","v":""},"","","","","","","","","",1]
["B",{"$f":"A149","v":"B"},{"$f":"A149","v":"B"},"D",null,null,null,{"$f":"C27","v":151.14731813796448},null,{"$f":"J27","v":0},{"$f":"I27","v":0},{"$f":"SUM(H149:K149)","v":151.14731813796448},{"$f":"H27","v":0.14410400000000001},{"$f":"L27","v":17.431999999999999},{"$f":"K27","v":0},{"$f":"SUM(M149:O149)","v":17.576103999999997},{"$f":"+P149","v":17.576103999999997},{"$f":"M27","v":1.2290000000000001},{"$f":"L149-Q149-R149","v":132.34221413796448},{"$f":"IF(S149<0,0,S149)","v":132.34221413796448},{"$f":"K149+H149","v":151.14731813796448},null,null,null,null,null,null,null,null,null,null,null,{"$f":"J149","v":0},151.14731813796448,{"$f":"+Q149","v":17.576103999999997},{"$f":"(AI153+R153)*W152","v":106.5753424694408},{"$f":"AI149+R149+AJ149","v":125.3804464694408},{"$f":"IF(AG149>0,(AI149+R149+AJ149)*AG148,\"\")","v":""},{"$f":"SUM(AI149:AK149)","v":249.53189293888158},{"$f":"IF(AN148=\"\",\"\",$AM149*AN148)","v":249.53189293888158},"","","","","","","","","","","","",249.53189293888158,{"$f":"+U149","v":151.14731813796448},{"$f":"IF(D149=\"MAR\",IF((BB149-AJ149)<0,0,BB149-AJ149),IF(D149=\"Cerrada\",IF((BB149-AJ149)<0,0,BB149-AJ149),IF((BB149-AK149)<0,0,BB149-AK149)))","v":25.766871668523677},{"$f":"IF(AG149=0,\"\",IF(AG149-AL149<0,0,AG149-AL149))","v":""},{"$f":"IF(D149=\"MAR\",0,IF(D149=\"Cerrada\",0,AJ149))","v":106.5753424694408},{"$f":"IF(T149-BE149<0,0,T149-BE149)","v":25.766871668523677},{"$f":"IF(D149=\"MAR\",IF(AI149+R149+AJ149=0,\"Infinito\",(I149+U149+AG149)/(AI149+R149)),IF(D149=\"Cerrada\",IF(AI149+R149+AJ149=0,\"Infinito\",(I149+U149+AG149)/(AI149+R149)),IF(AI149+R149+AJ149=0,\"Infinito\",(I149+U149+AG149)/(AI149+R149+AJ149))))","v":1.2055094904675099},{"$f":"IF(BG149<1.4,\"1\", IF(BG149<3,\"2\", IF(BG149<9,\"3\", \"4\")))","v":"1"},{"$f":"IF(BG149<1.4,\"ROJO\", IF(BG149<3,\"AMARILLO\", IF(BG149<9,\"VERDE\", \"AZUL\")))","v":"ROJO"},{"$f":"IF(BG149<1.4,\"Déficit\", IF(BG149<3,\"Equilibrio\", IF(BG149<9,\"Disponibilidad\", \"Abundante\")))","v":"Déficit"},{"$f":"I149+U149+AG149","v":151.14731813796448},{"$f":"IF(D149=\"MAR\",AI149+R149,IF(D149=\"Cerrada\",AI149+R149,AI149+R149+AJ149))","v":125.3804464694408},null,{"$f":"SUM(BC149:BD149)","v":25.766871668523677}]
[null,null,null,null,null,null,null,null,null,null,null,null,null,null,null,null,null,null,null,null,{"$f":"IF(U151=0,\"\",U151/(SUM($U151:$AG151)))","v":1},{"$f":"IF(V151=0,\"\",V151/(SUM($U151:$AG151)))","v":""},{"$f":"IF(W151=0,\"\",W151/(SUM($U151:$AG151)))","v":""},{"$f":"IF(X151=0,\"\",X151/(SUM($U151:$AG151)))","v":""},"","","","","","","","","",1,null,null,null,null,null,{"$f":"IF(U150=0,\"\",U150)","v":1},{"$f":"IF(V150=0,\"\",V150)","v":""},{"$f":"IF(W150=0,\"\",W150)","v":""},{"$f":"IF(X150=0,\"\",X150)","v":""},"","","","","","","","","",1]
["C",{"$f":"A151","v":"C"},{"$f":"A151","v":"C"},"D",null,null,null,{"$f":"C28","v":83.400937813318009},null,{"$f":"J28","v":0},{"$f":"I28","v":0},{"$f":"SUM(H151:K151)","v":83.400937813318009},{"$f":"H28","v":1.30722},{"$f":"L28","v":0},{"$f":"K28","v":0},{"$f":"SUM(M151:O151)","v":1.30722},{"$f":"+P151","v":1.30722},{"$f":"M28","v":0},{"$f":"L151-Q151-R151","v":82.093717813318008},{"$f":"IF(S151<0,0,S151)","v":82.093717813318008},{"$f":"K151+H151","v":83.400937813318009},null,null,null,null,null,null,null,null,null,null,null,{"$f":"J151","v":0},83.400937813318009,{"$f":"+Q151","v":1.30722},{"$f":"(AI153+R153)*X152","v":66.110168607449353},{"$f":"AI151+R151+AJ151","v":67.417388607449354},{"$f":"IF(AG151>0,(AI151+R151+AJ151)*AG150,\"\")","v":""},{"$f":"SUM(AI151:AK151)","v":134.83477721489871},{"$f":"IF(AN150=\"\",\"\",$AM151*AN150)","v":134.83477721489871},"","","","","","","","","","","","",134.83477721489871,{"$f":"+U151","v":83.400937813318009},{"$f":"IF(D151=\"MAR\",IF((BB151-AJ151)<0,0,BB151-AJ151),IF(D151=\"Cerrada\",IF((BB151-AJ151)<0,0,BB151-AJ151),IF((BB151-AK151)<0,0,BB151-AK151)))","v":15.983549205868655},{"$f":"IF(AG151=0,\"\",IF(AG151-AL151<0,0,AG151-AL151))","v":""},{"$f":"IF(D151=\"MAR\",0,IF(D151=\"Cerrada\",0,AJ151))","v":66.110168607449353},{"$f":"IF(T151-BE151<0,0,T151-BE151)","v":15.983549205868655},{"$f":"IF(D151=\"MAR\",IF(AI151+R151+AJ151=0,\"Infinito\",(I151+U151+AG151)/(AI151+R151)),IF(D151=\"Cerrada\",IF(AI151+R151+AJ151=0,\"Infinito\",(I151+U151+AG151)/(AI151+R151)),IF(AI151+R151+AJ151=0,\"Infinito\",(I151+U151+AG151)/(AI151+R151+AJ151))))","v":1.2370834815174454},{"$f":"IF(BG151<1.4,\"1\", IF(BG151<3,\"2\", IF(BG151<9,\"3\", \"4\")))","v":"1"},{"$f":"IF(BG151<1.4,\"ROJO\", IF(BG151<3,\"AMARILLO\", IF(BG151<9,\"VERDE\", \"AZUL\")))","v":"ROJO"},{"$f":"IF(BG151<1.4,\"Déficit\", IF(BG151<3,\"Equilibrio\", IF(BG151<9,\"Disponibilidad\", \"Abundante\")))","v":"Déficit"},{"$f":"I151+U151+AG151","v":83.400937813318009},{"$f":"IF(D151=\"MAR\",AI151+R151,IF(D151=\"Cerrada\",AI151+R151,AI151+R151+AJ151))","v":67.417388607449354},null,{"$f":"SUM(BC151:BD151)","v":15.983549205868655}]
[null,null,null,null,null,null,null,null,null,null,null,null,null,null,null,null,null,null,null,null,{"$f":"IF(U153=0,\"\",U153/(SUM($U153:$AG153)))","v":0.79874909887085799},{"$f":"IF(V153=0,\"\",V153/(SUM($U153:$AG153)))","v":8.8427563982262744E-2},{"$f":"IF(W153=0,\"\",W153/(SUM($U153:$AG153)))","v":6.9630542365652956E-2},{"$f":"IF(X153=0,\"\",X153/(SUM($U153:$AG153)))","v":4.3192794781226243E-2},"","","","","","","","","",0.99999999999999989,null,null,null,null,null,{"$f":"IF(U152=0,\"\",U152)","v":0.79874909887085799},{"$f":"IF(V152=0,\"\",V152)","v":8.8427563982262744E-2},{"$f":"IF(W152=0,\"\",W152)","v":6.9630542365652956E-2},{"$f":"IF(X152=0,\"\",X152)","v":4.3192794781226243E-2},"","","","","","","","","",0.99999999999999989]
["D",{"$f":"A153","v":"D"},{"$f":"A153","v":"D"},"MAR",null,null,null,{"$f":"C29","v":462.18353562682756},{"$f":"T147+T149+T151","v":382.50441469818441},{"$f":"J29","v":0},{"$f":"I29","v":1055.94659368},{"$f":"SUM(H153:K153)","v":1900.634544005012},{"$f":"H29","v":1205.50889583},{"$f":"L29","v":0},{"$f":"K29","v":325.0743633061777},{"$f":"SUM(M153:O153)","v":1530.5832591361777},{"$f":"+P153","v":1530.5832591361777},{"$f":"M29","v":0},{"$f":"L153-Q153-R153","v":370.05128486883427},{"$f":"IF(S153<0,0,S153)","v":370.05128486883427},{"$f":"K153+H153","v":1518.1301293068275},{"$f":"T147","v":168.06848274690196},{"$f":"T149","v":132.34221413796448},{"$f":"T151","v":82.093717813318008},null,null,null,null,null,null,null,null,{"$f":"J153","v":0},1900.634544005012,{"$f":"+Q153","v":1530.5832591361777},{"$f":"(AI153+R153)*U152","v":1222.5519989818429},null,{"$f":"IF(AG153>0,(AI153+R153+AJ153)*AG152,\"\")","v":""},{"$f":"SUM(AI153:AK153)","v":2753.1352581180208},{"$f":"IF(AN152=\"\",\"\",$AM153*AN152)","v":2199.0643064913561},243.45304418905474,191.70230122875972,118.91560620885002,"","","","","","","","","",2753.1352581180204,{"$f":"+U153","v":1518.1301293068275},{"$f":"IF(D153=\"MAR\",IF((BB153-AJ153)<0,0,BB153-AJ153),IF(D153=\"Cerrada\",IF((BB153-AJ153)<0,0,BB153-AJ153),IF((BB153-AK153)<0,0,BB153-AK153)))","v":295.57813032498461},{"$f":"IF(AG153=0,\"\",IF(AG153-AL153<0,0,AG153-AL153))","v":""},{"$f":"IF(D153=\"MAR\",0,IF(D153=\"Cerrada\",0,AJ153))","v":0},{"$f":"IF(T153-BE153<0,0,T153-BE153)","v":370.05128486883427},{"$f":"IF(D153=\"MAR\",IF(AI153+R153+AJ153=0,\"Infinito\",(I153+U153+AG153)/(AI153+R153)),IF(D153=\"Cerrada\",IF(AI153+R153+AJ153=0,\"Infinito\",(I153+U153+AG153)/(AI153+R153)),IF(AI153+R153+AJ153=0,\"Infinito\",(I153+U153+AG153)/(AI153+R153+AJ153))))","v":1.241771417961073},{"$f":"IF(BG153<1.4,\"1\", IF(BG153<3,\"2\", IF(BG153<9,\"3\", \"4\")))","v":"1"},{"$f":"IF(BG153<1.4,\"ROJO\", IF(BG153<3,\"AMARILLO\", IF(BG153<9,\"VERDE\", \"AZUL\")))","v":"ROJO"},{"$f":"IF(BG153<1.4,\"Déficit\", IF(BG153<3,\"Equilibrio\", IF(BG153<9,\"Disponibilidad\", \"Abundante\")))","v":"Déficit"},{"$f":"IF(I153+U153+AG153<=0,0,I153+U153+AG153)","v":1900.6345440050118},{"$f":"IF(D153=\"MAR\",AI153+R153,IF(D153=\"Cerrada\",AI153+R153,AI153+R153+AJ153))","v":1530.5832591361777},null,{"$f":"SUM(BC153:BD153)","v":295.57813032498461}]
[]
[null,null,null,null,null,null,null,null,null,null,null,null,null,null,null,null,null,null,null,null,null,null,null,null,null,null,null,null,null,null,null,null,null,null,null,null,null,"Comprobación  ",null,null,null,null,null,null,null,null,null,null,null,null,null,null,null,"SDxx   ",null,null,"Ab   ",null,null,null,null,null,null,null,"Indice"]
[null,null,null,null,null,null,null,null,null,null,null,null,null,null,null,null,null,null,null,null,null,null,null,null,null,null,null,null,null,null,null,null,null,null,null,null,null,null,null,null,null,null,null,null,null,null,null,null,null,null,null,null,null,{"$f":"SUM(BC147:BD153)","v":370.05128486883422},"Mm3",null,{"$f":"T153","v":370.05128486883427},"Mm3"]
[]
[null,null,null,null,null,null,null,null,null,null,null,null,null,null,null,null,null,null,null,null,null,null,null,null,null,null,null,null,null,null,null,null,null,null,null,null,null,null,null,null,null,null,null,null,null,null,null,null,null,null,null,null,null,null,null,null,null,null,null,null,null,null,null,null,{"$f":"BK147/BL147","v":1.0255920927492372}]
["No LINEA","CUENCA O REGION","CONEXION",null,null,null,null,"OFERTA  POTENCIAL",null,null,null,null,"DEMANDA CONSUNTIVA",null,null,null,null,null,null,"OFERTA REAL",null,null,null,null,null,null,"EXTRACC Y VOLS RESERV PARA A ABAJO",null,null,null,"POR CUENCA PROPIA",null,null,"A LA SAL. DEL C PRINCIPAL",null,"DISPONIBILIDAD RELATIVA"]
[null,"HIDROLOGICA","DE ","HACIA",null,null,null,"Cp","Cp A Arriba","Im","R","TOTAL","Uc","Ev","Ex","TOTAL","TOTAL ACUM.","Dv","Ab","Cp","Ar1","Ar2","Ar3","Ar4","Im","TOTAL","Uc","Re1","Re2","RImp","RESERVADO","DISPONIBLE","DImp","RESERVADO","DISPONIBLE","INDICE","CLAVE","COLOR",null,null,null,null,null,null,null,null,null,null,null,null,null,null,null,null,null,null,null,null,null,null,null,null,null,null,{"$f":"BK149/BL149","v":1.2055094904675099}]
["Cuenca del río Papaloapan"]
[null,null,null,null,null,null,null,null,null,null,null,null,null,null,null,null,null,null,null,{"$f":"IF(T163=0,\"\",T163/(SUM($T163:$Y163)))","v":1},"","","","","",{"$f":"SUM(T162:Y162)","v":1},null,null,null,null,null,null,null,null,null,null,null,null,null,null,null,null,null,null,null,null,null,null,null,null,null,null,null,null,null,null,null,null,null,null,null,null,null,null,{"$f":"BK151/BL151","v":1.2370834815174454}]
[1,"A","A","C",null,null,null,{"$f":"C17","v":1869.3642625203427},null,{"$f":"J17","v":0},{"$f":"I17","v":1.4735950000000005E-3},{"$f":"SUM(H163:K163)","v":1869.3657361153428},{"$f":"H17","v":1284.79984805},{"$f":"L17","v":106.57899999999999},{"$f":"K17","v":351.55135388888891},{"$f":"SUM(M163:O163)","v":1742.9302019388888},{"$f":"+P163","v":1742.9302019388888},{"$f":"M17","v":25.99},{"$f":"L163-Q163-R163","v":100.44553417645399},{"$f":"K163+H163","v":1869.3657361153428},null,null,null,null,{"$f":"J163","v":0},1869.3657361153428,{"$f":"+Q163","v":1742.9302019388888},{"$f":"AA167*V166","v":91.169372477386986},{"$f":"AA163+AB163+R163","v":1860.0895744162758},{"$f":"IF(Y163>0,(AA163+AB163)*Y162,\"\")","v":""},{"$f":"+T163","v":1869.3657361153428},{"$f":"IF(AC163=0,AE163-AB163,AE163-AC163)","v":9.2761616990669609},{"$f":"IF(Y163=0,\"\",IF(Y163-AD163<0,0,Y163-AD163))","v":""},{"$f":"+AB163","v":91.169372477386986},{"$f":"S163-AH163","v":9.2761616990670035},{"$f":"IF(D163=\"MAR\",IF(AA163+R163+AB163=0,\"Infinito\",(I163+T163+Y163)/(AA163+R163)),IF(D163=\"C\",IF(AA163+R163+AB163=0,\"Infinito\",(I163+T163+Y163)/(AA163+AB163+R163)),IF(AA163+R163+AB163=0,\"Infinito\",(I163+T163+Y163)/(AA163+R163+AB163))))","v":1.0049869435465106},{"$f":"IF(AJ163<1.4,\"1\", IF(AJ163<3,\"2\", IF(AJ163<9,\"3\", \"4\")))","v":"1"},{"$f":"IF(AJ163<1.4,\"ROJO\", IF(AJ163<3,\"AMARILLO\", IF(AJ163<9,\"VERDE\", \"AZUL\")))","v":"ROJO"},{"$f":"IF(AJ163<1.4,\"Déficit\", IF(AJ163<3,\"Equilibrio\", IF(AJ163<9,\"Disponibilidad\", \"Abundante\")))","v":"Déficit"},null,null,null,null,null,null,null,null,null,null,null,null,null,null,null,null,null,null,null,null,null,null,null,null,null,null,{"$f":"SUM(AF163:AG163)","v":9.2761616990669609}]
[null,null,null,null,null,null,null,null,null,null,null,null,null,null,null,null,null,null,null,{"$f":"IF(T165=0,\"\",T165/(SUM($T165:$Y165)))","v":1},"","","","","",1,null,null,null,null,null,null,null,null,null,null,null,null,null,null,null,null,null,null,null,null,null,null,null,null,null,null,null,null,null,null,null,null,null,null,null,null,null,null,{"$f":"BK153/BL153","v":1.241771417961073}]
[2,"B","B","C",null,null,null,{"$f":"C18","v":758.53043624847214},null,{"$f":"J18","v":0},{"$f":"I18","v":0},{"$f":"SUM(H165:K165)","v":758.53043624847214},{"$f":"H18","v":530.40939679999997},{"$f":"L18","v":40.588999999999999},{"$f":"K18","v":0},{"$f":"SUM(M165:O165)","v":570.99839679999991},{"$f":"+P165","v":570.99839679999991},{"$f":"M18","v":5.9580000000000002},{"$f":"L165-Q165-R165","v":181.57403944847223},{"$f":"K165+H165","v":758.53043624847214},null,null,null,null,{"$f":"J165","v":0},758.53043624847214,{"$f":"+Q165","v":570.99839679999991},{"$f":"AA167*U166","v":164.80564686550332},{"$f":"AA165+AB165+R165","v":741.76204366550326},{"$f":"IF(Y165>0,(AA165+AB165)*Y164,\"\")","v":""},{"$f":"+T165","v":758.53043624847214},{"$f":"IF(AC165=0,AE165-AB165,AE165-AC165)","v":16.768392582968886},{"$f":"IF(Y165=0,\"\",IF(Y165-AD165<0,0,Y165-AD165))","v":""},{"$f":"+AB165","v":164.80564686550332},{"$f":"S165-AH165","v":16.768392582968914},{"$f":"IF(D165=\"MAR\",IF(AA165+R165+AB165=0,\"Infinito\",(I165+T165+Y165)/(AA165+R165)),IF(D165=\"C\",IF(AA165+R165+AB165=0,\"Infinito\",(I165+T165+Y165)/(AA165+AB165+R165)),IF(AA165+R165+AB165=0,\"Infinito\",(I165+T165+Y165)/(AA165+R165+AB165))))","v":1.0226061615394957},{"$f":"IF(AJ165<1.4,\"1\", IF(AJ165<3,\"2\", IF(AJ165<9,\"3\", \"4\")))","v":"1"},{"$f":"IF(AJ165<1.4,\"ROJO\", IF(AJ165<3,\"AMARILLO\", IF(AJ165<9,\"VERDE\", \"AZUL\")))","v":"ROJO"},{"$f":"IF(AJ165<1.4,\"Déficit\", IF(AJ165<3,\"Equilibrio\", IF(AJ165<9,\"Disponibilidad\", \"Abundante\")))","v":"Déficit"},null,null,null,null,null,null,null,null,null,null,null,null,null,null,null,null,null,null,null,null,null,null,null,null,null,null,{"$f":"SUM(AF165:AG165)","v":16.768392582968886}]
[null,null,null,null,null,null,null,null,null,null,null,null,null,null,null,null,null,null,null,{"$f":"IF(T167=0,\"\",T167/(SUM($T167:$Y167)))","v":0.7950740028598503},6.2913154543525085E-2,3.480313283796007E-2,"","",0.10720970975866433,0.99999999999999978]
[3,"C","C","MAR",null,null,null,{"$f":"C19","v":444.47518606163658},{"$f":"S163+S165","v":282.01957362492624},{"$f":"J19","v":309.41859791041799},{"$f":"I19","v":1850.1927479688145},{"$f":"SUM(H167:K167)","v":2886.1061055657956},{"$f":"H19","v":2116.5517043099999},{"$f":"L19","v":0},{"$f":"K19","v":503.02202492473674},{"$f":"SUM(M167:O167)","v":2619.5737292347367},{"$f":"+P167","v":2619.5737292347367},{"$f":"M19","v":0},{"$f":"L167-Q167-R167","v":266.53237633105891},{"$f":"K167+H167","v":2294.6679340304509},{"$f":"S165","v":181.57403944847223},{"$f":"S163","v":100.44553417645399},null,null,{"$f":"J167","v":309.41859791041799},2886.1061055657956,{"$f":"+Q167","v":2619.5737292347367},{"$f":"AA167*T166","v":2082.7549706891677},null,{"$f":"IF(Y167>0,(AA167)*Y166,\"\")","v":280.84373920267802},{"$f":"+T167","v":2294.6679340304509},{"$f":"IF(AC167=0,AE167-AB167,AE167-AC167)","v":211.9129633412831},{"$f":"IF(Y167=0,\"\",IF(Y167-AD167<0,0,Y167-AD167))","v":28.574858707739963},{"$f":"AC167","v":0},{"$f":"S167-AH167","v":266.53237633105891},{"$f":"IF(D167=\"MAR\",IF(AA167+R167+AB167=0,\"Infinito\",(I167+T167+Y167)/(AA167+R167)),IF(D167=\"C\",IF(AA167+R167+AB167=0,\"Infinito\",(I167+T167+Y167)/(AA167+AB167+R167)),IF(AA167+R167+AB167=0,\"Infinito\",(I167+T167+Y167)/(AA167+R167+AB167))))","v":1.1017464686550056},{"$f":"IF(AJ167<1.4,\"1\", IF(AJ167<3,\"2\", IF(AJ167<9,\"3\", \"4\")))","v":"1"},{"$f":"IF(AJ167<1.4,\"ROJO\", IF(AJ167<3,\"AMARILLO\", IF(AJ167<9,\"VERDE\", \"AZUL\")))","v":"ROJO"},{"$f":"IF(AJ167<1.4,\"Déficit\", IF(AJ167<3,\"Equilibrio\", IF(AJ167<9,\"Disponibilidad\", \"Abundante\")))","v":"Déficit"},null,null,null,null,null,null,null,null,null,null,null,null,null,null,null,null,null,null,null,null,null,null,null,null,null,null,{"$f":"SUM(AF167:AG167)","v":240.48782204902307}]
[]
[null,null,null,null,null,null,null,null,null,null,null,null,null,null,null,null,null,null,null,null,null,null,null,null,null,null,null,null,null,null,null,{"$f":"SUM(AF162:AF167)+141.68+1.05","v":380.68751762331897}]
[null,null,null,null,null,null,null,null,null,null,null,null,null,null,null,null,null,null,null,null,null,null,null,null,null,null,null,null,null,"Comprobación  ","SDxx =",{"$f":"SUM(AF163:AG167)","v":266.53237633105891},"Mm3"]
[null,null,null,null,null,null,null,null,null,null,null,null,null,null,null,null,null,null,null,null,null,null,null,null,null,null,null,null,null,null,"Ab =",{"$f":"S167","v":266.53237633105891},"Mm3"]
[]
["No LINEA","CUENCA O REGION","CONEXION",null,null,null,null,"OFERTA  POTENCIAL",null,null,null,null,"DEMANDA CONSUNTIVA",null,null,null,null,null,null,null,"OFERTA REAL",null,null,null,null,null,null,null,null,null,null,null,null,null,"EXTRACC Y VOLS RESERV PARA A ABAJO",null,null,null,null,null,null,null,null,null,null,null,null,null,null,null,null,null,null,"POR CUENCA PROPIA",null,null,"A LA SAL. DEL C PRINCIPAL",null,"DISPONIBILIDAD RELATIVA",null,null,null,"OFERTA - DEMANDA"]
[null,"HIDROLOGICA","DE ","HACIA",null,null,null,"Cp","Cp A Arriba","Im","R","TOTAL","Uc","Ev","Ex","TOTAL","TOTAL ACUM.","Dv","Ab","Ab","Cp","Ar1","Ar2","Ar3","Ar4","Ar5","Ar6","Ar7","Ar8","Ar9","Ar10","Ar11","Im","TOTAL","Uc","Re1","Re2","RImp","TOTAL","para Cp","para Ar1","para Ar2","para Ar3","para Ar4","para Ar5","para Ar6","para Ar7","para Ar8","para Ar9","para Ar10","para Ar11","para Im","TOTAL","RESERVADO","DISPONIBLE","DImp","RESERVADO","DISPONIBLE","INDICE","CLAVE","COLOR",null,"OFERTA","DEMANDA"]
["Cuenca Río Matape"]
[null,null,null,null,null,null,null,null,null,null,null,null,null,null,null,null,null,null,null,null,{"$f":"IF(U177=0,\"\",U177/(SUM($U177:$AG177)))","v":1},"","","","","","","","","","","","",{"$f":"SUM(U176:AG176)","v":1},null,null,null,null,null,{"$f":"IF(U176=0,\"\",U176)","v":1},{"$f":"IF(V176=0,\"\",V176)","v":""},{"$f":"IF(W176=0,\"\",W176)","v":""},{"$f":"IF(X176=0,\"\",X176)","v":""},{"$f":"IF(Y176=0,\"\",Y176)","v":""},"","","","","","",{"$f":"IF(AF176=0,\"\",AF176)","v":""},{"$f":"IF(AG176=0,\"\",AG176)","v":""},{"$f":"SUM(AN176:AZ176)","v":1}]
["A",{"$f":"A177","v":"A"},{"$f":"A177","v":"A"},"B",null,null,null,{"$f":"C30","v":49.724706473109904},null,{"$f":"J30","v":0},{"$f":"I30","v":0},{"$f":"SUM(H177:K177)","v":49.724706473109904},{"$f":"H30","v":0.48084308000000003},{"$f":"L30","v":0},{"$f":"K30","v":0},{"$f":"SUM(M177:O177)","v":0.48084308000000003},{"$f":"+P177","v":0.48084308000000003},{"$f":"M30","v":0},{"$f":"L177-Q177-R177","v":49.243863393109905},{"$f":"IF(S177<0,0,S177)","v":49.243863393109905},{"$f":"K177+H177","v":49.724706473109904},null,null,null,null,null,null,null,null,null,null,null,{"$f":"J177","v":0},{"$f":"SUM(U177:AG177)","v":49.724706473109904},{"$f":"+Q177","v":0.48084308000000003},{"$f":"(AI179+R179)*V178","v":0.85450160319391477},{"$f":"AI177+R177+AJ177","v":1.3353446831939149},{"$f":"IF(AG177>0,(AI177+R177+AJ177)*AG176,\"\")","v":""},{"$f":"SUM(AI177:AK177)","v":2.6706893663878297},{"$f":"IF(AN176=\"\",\"\",$AM177*AN176)","v":2.6706893663878297},"","","","","","","","","","","","",{"$f":"SUM(AN177:AZ177)","v":2.6706893663878297},{"$f":"+U177","v":49.724706473109904},{"$f":"IF(D177=\"MAR\",IF((BB177-AJ177)<0,0,BB177-AJ177),IF(D177=\"Cerrada\",IF((BB177-AJ177)<0,0,BB177-AJ177),IF((BB177-AK177)<0,0,BB177-AK177)))","v":48.389361789915988},{"$f":"IF(AG177=0,\"\",IF(AG177-AL177<0,0,AG177-AL177))","v":""},{"$f":"IF(D177=\"MAR\",0,IF(D177=\"Cerrada\",0,AJ177))","v":0.85450160319391477},{"$f":"IF(T177-BE177<0,0,T177-BE177)","v":48.389361789915988},{"$f":"IF(D177=\"MAR\",IF(AI177+R177+AJ177=0,\"Infinito\",(I177+U177+AG177)/(AI177+R177)),IF(D177=\"Cerrada\",IF(AI177+R177+AJ177=0,\"Infinito\",(I177+U177+AG177)/(AI177+R177)),IF(AI177+R177+AJ177=0,\"Infinito\",(I177+U177+AG177)/(AI177+R177+AJ177))))","v":37.23735684046531},{"$f":"IF(BG177<1.4,\"1\", IF(BG177<3,\"2\", IF(BG177<9,\"3\", \"4\")))","v":"4"},{"$f":"IF(BG177<1.4,\"ROJO\", IF(BG177<3,\"AMARILLO\", IF(BG177<9,\"VERDE\", \"AZUL\")))","v":"AZUL"},{"$f":"IF(BG177<1.4,\"Déficit\", IF(BG177<3,\"Equilibrio\", IF(BG177<9,\"Disponibilidad\", \"Abundante\")))","v":"Abundante"},{"$f":"I177+U177+AG177","v":49.724706473109904},{"$f":"IF(D177=\"MAR\",AI177+R177,IF(D177=\"Cerrada\",AI177+R177,AI177+R177+AJ177))","v":1.3353446831939149},null,{"$f":"SUM(BC177:BD177)","v":48.389361789915988}]
[null,null,null,null,null,null,null,null,null,null,null,null,null,null,null,null,null,null,null,null,{"$f":"IF(U179=0,\"\",U179/(SUM($U179:$AG179)))","v":0.7461976376542454},0.2538023623457546,"","","","","","","","","","","",{"$f":"SUM(U178:AG178)","v":1},null,null,null,null,null,{"$f":"IF(U178=0,\"\",U178)","v":0.7461976376542454},0.2538023623457546,"","","","","","","","","","","",{"$f":"SUM(AN178:AZ178)","v":1}]
["B",{"$f":"A179","v":"B"},{"$f":"A179","v":"B"},"MAR",null,null,null,{"$f":"C31","v":144.08809973014306},{"$f":"T177","v":49.243863393109905},{"$f":"J31","v":0},{"$f":"I31","v":0.69248541999999969},{"$f":"SUM(H179:K179)","v":194.02444854325296},{"$f":"H31","v":3.3667992499999997},{"$f":"L31","v":0},{"$f":"K31","v":0},{"$f":"SUM(M179:O179)","v":3.3667992499999997},{"$f":"+P179","v":3.3667992499999997},{"$f":"M31","v":0},{"$f":"L179-Q179-R179","v":190.65764929325297},{"$f":"IF(S179<0,0,S179)","v":190.65764929325297},{"$f":"K179+H179","v":144.78058515014305},{"$f":"T177","v":49.243863393109905},null,null,null,null,null,null,null,null,null,null,{"$f":"J179","v":0},{"$f":"SUM(U179:AG179)","v":194.02444854325296},{"$f":"+Q179","v":3.3667992499999997},{"$f":"(AI179+R179)*U178","v":2.5122976468060849},null,{"$f":"IF(AG179>0,(AI179+R179+AJ179)*AG178,\"\")","v":""},{"$f":"SUM(AI179:AK179)","v":5.8790968968060842},{"$f":"IF(AN178=\"\",\"\",$AM179*AN178)","v":4.3869682159371051},1.4921286808689791,"","","","","","","","","","","",{"$f":"SUM(AN179:AZ179)","v":5.8790968968060842},{"$f":"+U179","v":144.78058515014305},{"$f":"IF(D179=\"MAR\",IF((BB179-AJ179)<0,0,BB179-AJ179),IF(D179=\"Cerrada\",IF((BB179-AJ179)<0,0,BB179-AJ179),IF((BB179-AK179)<0,0,BB179-AK179)))","v":142.26828750333698},{"$f":"IF(AG179=0,\"\",IF(AG179-AL179<0,0,AG179-AL179))","v":""},{"$f":"IF(D179=\"MAR\",0,IF(D179=\"Cerrada\",0,AJ179))","v":0},{"$f":"IF(T179-BE179<0,0,T179-BE179)","v":190.65764929325297},{"$f":"IF(D179=\"MAR\",IF(AI179+R179+AJ179=0,\"Infinito\",(I179+U179+AG179)/(AI179+R179)),IF(D179=\"Cerrada\",IF(AI179+R179+AJ179=0,\"Infinito\",(I179+U179+AG179)/(AI179+R179)),IF(AI179+R179+AJ179=0,\"Infinito\",(I179+U179+AG179)/(AI179+R179+AJ179))))","v":57.628754830943059},{"$f":"IF(BG179<1.4,\"1\", IF(BG179<3,\"2\", IF(BG179<9,\"3\", \"4\")))","v":"4"},{"$f":"IF(BG179<1.4,\"ROJO\", IF(BG179<3,\"AMARILLO\", IF(BG179<9,\"VERDE\", \"AZUL\")))","v":"AZUL"},{"$f":"IF(BG179<1.4,\"Déficit\", IF(BG179<3,\"Equilibrio\", IF(BG179<9,\"Disponibilidad\", \"Abundante\")))","v":"Abundante"},{"$f":"IF(I179+U179+AG179<=0,0,I179+U179+AG179)","v":194.02444854325296},{"$f":"IF(D179=\"MAR\",AI179+R179,IF(D179=\"Cerrada\",AI179+R179,AI179+R179+AJ179))","v":3.3667992499999997},null,{"$f":"SUM(BC179:BD179)","v":142.26828750333698}]
[null,null,null,null,null,null,null,null,null,null,null,null,null,null,null,null,null,null,null,null,null,null,null,null,null,null,113.8]
[null,null,null,null,null,null,null,null,null,null,null,null,null,null,null,null,null,null,null,null,null,null,null,null,null,null,null,null,null,null,null,null,null,null,null,null,null,"Comprobación  ",null,null,null,null,null,null,null,null,null,null,null,null,null,null,null,"SDxx   ",null,null,"Ab   "]
[null,null,null,null,null,null,null,null,null,null,null,null,null,null,null,null,null,null,null,null,null,null,null,null,null,null,null,null,null,null,null,null,null,null,null,null,null,null,null,null,null,null,null,null,null,null,null,null,null,null,null,null,null,{"$f":"SUM(BC177:BD179)","v":190.65764929325297},"Mm3",null,{"$f":"T179","v":190.65764929325297},"Mm3"]
[]
["No LINEA","CUENCA O REGION","CONEXION",null,null,null,null,"OFERTA  POTENCIAL",null,null,null,null,"DEMANDA CONSUNTIVA",null,null,null,null,null,null,"OFERTA REAL",null,null,null,null,null,"EXTRACC Y VOLS RESERV PARA A ABAJO",null,null,null,null,null,null,null,null,null,null,"POR CUENCA PROPIA",null,null,"A LA SAL. DEL C PRINCIPAL",null,"DISPONIBILIDAD RELATIVA"]
[null,"HIDROLOGICA","DE ","HACIA",null,null,null,"Cp","Cp A Arriba","Im","R","TOTAL","Uc","Ev","Ex","TOTAL","TOTAL ACUM.","Dv","Ab","Cp","Ar1","Ar2","Ar3","Im","TOTAL","Uc","Re1","Re2","RImp","TOTAL","para Cp","para Ar1","para Ar2","para Ar3","para Im","TOTAL","RESERVADO","DISPONIBLE","DImp","RESERVADO","DISPONIBLE","INDICE","CLAVE","COLOR",null,null,null,null,null,null,null,null,null,null,null,null,null,null,null,null,null,null,null,null,"Indice"]
["Cuenca del río Fuerte"]
[null,null,null,null,null,null,null,null,null,null,null,null,null,null,null,null,null,null,null,{"$f":"IF(T188=0,\"\",T188/(SUM($T188:$X188)))","v":1},{"$f":"IF(U188=0,\"\",U188/(SUM($T188:$X188)))","v":""},{"$f":"IF(V188=0,\"\",V188/(SUM($T188:$X188)))","v":""},{"$f":"IF(W188=0,\"\",W188/(SUM($T188:$X188)))","v":""},{"$f":"IF(X188=0,\"\",X188/(SUM($T188:$X188)))","v":""},{"$f":"SUM(T187:X187)","v":1},null,null,null,null,null,{"$f":"IF(T187=0,\"\",T187)","v":1},{"$f":"IF(U187=0,\"\",U187)","v":""},{"$f":"IF(V187=0,\"\",V187)","v":""},{"$f":"IF(W187=0,\"\",W187)","v":""},null,{"$f":"SUM(AE187:AI187)","v":1}]
[1,"A","A","D",null,null,null,{"$f":"C20","v":4024.3643232933641},null,{"$f":"J20","v":0},{"$f":"I20","v":1.42530295150001},{"$f":"SUM(H188:K188)","v":4025.7896262448639},{"$f":"H20","v":3758.9648393299999},{"$f":"L20","v":49.427999999999997},{"$f":"K20","v":0},{"$f":"SUM(M188:O188)","v":3808.3928393299998},{"$f":"+P188","v":3808.3928393299998},{"$f":"M20","v":121.499},{"$f":"L188-Q188-R188","v":95.897786914864156},{"$f":"K188+H188","v":4025.7896262448639},null,null,null,0,4025.7896262448639,{"$f":"+Q188","v":3808.3928393299998},{"$f":"(R194+Z194+AA194)*U193","v":94.493316050767447},{"$f":"(Z188+AA188+R188)*T187","v":4024.3851553807672},{"$f":"IF(X188>0,(Z188+R188+AA188)*X187,\"\")","v":""},{"$f":"SUM(Z188:AB188)","v":7927.2713107615346},{"$f":"IF(AE187=\"\",\"\",$AD188*AE187)","v":7927.2713107615346},{"$f":"IF(AF187=\"\",\"\",$AD188*AF187)","v":""},{"$f":"IF(AG187=\"\",\"\",$AD188*AG187)","v":""},{"$f":"IF(AH187=\"\",\"\",$AD188*AH187)","v":""},null,{"$f":"SUM(AE188:AI188)","v":7927.2713107615346},{"$f":"+T188","v":4025.7896262448639},{"$f":"IF(AB188=0,AK188-AA188,AK188-AB188)","v":1.4044708640967656},{"$f":"IF(X188=0,\"\",IF(X188-AC188<0,0,X188-AC188))","v":""},{"$f":"+AA188","v":94.493316050767447},{"$f":"S188-AN188","v":1.4044708640967087},{"$f":"(T188+X188+I188)/(Z188+R188+AA188)","v":1.0003489901711369},{"$f":"IF(AP188<1.4,\"1\", IF(AP188<3,\"2\", IF(AP188<9,\"3\", \"4\")))","v":"1"},{"$f":"IF(AP188<1.4,\"ROJO\", IF(AP188<3,\"AMARILLO\", IF(AP188<9,\"VERDE\", \"AZUL\")))","v":"ROJO"},{"$f":"IF(AP188<1.4,\"Déficit\", IF(AP188<3,\"Equilibrio\", IF(AP188<9,\"Disponibilidad\", \"Abundante\")))","v":"Déficit"},null,null,null,null,null,null,null,null,null,null,null,null,null,null,null,null,null,null,null,{"$f":"BK177/BL177","v":37.23735684046531},{"$f":"SUM(AL188:AM188)","v":1.4044708640967656}]
[null,null,null,null,null,null,null,null,null,null,null,null,null,null,null,null,null,null,null,{"$f":"IF(T190=0,\"\",T190/(SUM($T190:$X190)))","v":1},{"$f":"IF(U190=0,\"\",U190/(SUM($T190:$X190)))","v":""},{"$f":"IF(V190=0,\"\",V190/(SUM($T190:$X190)))","v":""},{"$f":"IF(W190=0,\"\",W190/(SUM($T190:$X190)))","v":""},{"$f":"IF(X190=0,\"\",X190/(SUM($T190:$X190)))","v":""},1,null,null,null,null,null,{"$f":"IF(T189=0,\"\",T189)","v":1},{"$f":"IF(U189=0,\"\",U189)","v":""},{"$f":"IF(V189=0,\"\",V189)","v":""},{"$f":"IF(W189=0,\"\",W189)","v":""},null,{"$f":"SUM(AE189:AI189)","v":1}]
[2,"B","B","D",null,null,null,{"$f":"C21","v":279.23794143253474},null,{"$f":"J21","v":0},{"$f":"I21","v":0.47359639999999975},{"$f":"SUM(H190:K190)","v":279.71153783253476},{"$f":"H21","v":0.76846000000000003},{"$f":"L21","v":0},{"$f":"K21","v":0},{"$f":"SUM(M190:O190)","v":0.76846000000000003},{"$f":"+P190","v":0.76846000000000003},{"$f":"M21","v":0},{"$f":"L190-Q190-R190","v":278.94307783253475},{"$f":"K190+H190","v":279.71153783253476},null,null,null,0,279.71153783253476,{"$f":"+Q190","v":0.76846000000000003},{"$f":"(R194+Z18+AA194+Z194)*V193","v":274.85781749274128},{"$f":"(Z190+AA190+R190)*T189","v":275.62627749274128},{"$f":"IF(X190>0,(Z190+R190+AA190)*X189,\"\")","v":""},{"$f":"SUM(Z190:AB190)","v":551.25255498548256},{"$f":"IF(AE189=\"\",\"\",$AD190*AE189)","v":551.25255498548256},{"$f":"IF(AF189=\"\",\"\",$AD190*AF189)","v":""},{"$f":"IF(AG189=\"\",\"\",$AD190*AG189)","v":""},{"$f":"IF(AH189=\"\",\"\",$AD190*AH189)","v":""},null,551.25255498548256,{"$f":"+T190","v":279.71153783253476},{"$f":"IF(AB190=0,AK190-AA190,AK190-AB190)","v":4.0852603397934786},{"$f":"IF(X190=0,\"\",IF(X190-AC190<0,0,X190-AC190))","v":""},{"$f":"+AA190","v":274.85781749274128},{"$f":"S190-AN190","v":4.0852603397934786},{"$f":"(T190+X190+I190)/(Z190+R190+AA190)","v":1.0148217375242863},{"$f":"IF(AP190<1.4,\"1\", IF(AP190<3,\"2\", IF(AP190<9,\"3\", \"4\")))","v":"1"},{"$f":"IF(AP190<1.4,\"ROJO\", IF(AP190<3,\"AMARILLO\", IF(AP190<9,\"VERDE\", \"AZUL\")))","v":"ROJO"},{"$f":"IF(AP190<1.4,\"Déficit\", IF(AP190<3,\"Equilibrio\", IF(AP190<9,\"Disponibilidad\", \"Abundante\")))","v":"Déficit"},null,null,null,null,null,null,null,null,null,null,null,null,null,null,null,null,null,null,null,{"$f":"BK179/BL179","v":57.628754830943059},{"$f":"SUM(AL190:AM190)","v":4.0852603397934786}]
[null,null,null,null,null,null,null,null,null,null,null,null,null,null,null,null,null,null,null,{"$f":"IF(T192=0,\"\",T192/(SUM($T192:$X192)))","v":1},{"$f":"IF(U192=0,\"\",U192/(SUM($T192:$X192)))","v":""},{"$f":"IF(V192=0,\"\",V192/(SUM($T192:$X192)))","v":""},{"$f":"IF(W192=0,\"\",W192/(SUM($T192:$X192)))","v":""},{"$f":"IF(X192=0,\"\",X192/(SUM($T192:$X192)))","v":""},1,null,null,null,null,null,{"$f":"IF(T191=0,\"\",T191)","v":1},{"$f":"IF(U191=0,\"\",U191)","v":""},{"$f":"IF(V191=0,\"\",V191)","v":""},{"$f":"IF(W191=0,\"\",W191)","v":""},null,1]
[3,"C","C","D",null,null,null,{"$f":"C22","v":94.124232413775474},null,{"$f":"J22","v":0},{"$f":"I22","v":0},{"$f":"SUM(H192:K192)","v":94.124232413775474},{"$f":"H22","v":0.239484},{"$f":"L22","v":0},{"$f":"K22","v":0},{"$f":"SUM(M192:O192)","v":0.239484},{"$f":"+P192","v":0.239484},{"$f":"M22","v":0},{"$f":"L192-Q192-R192","v":93.884748413775469},{"$f":"K192+H192","v":94.124232413775474},null,null,null,0,{"$f":"SUM(T192:X192)","v":94.124232413775474},{"$f":"+Q192","v":0.239484},{"$f":"(R194+Z194+AA194)*W193","v":92.509759501390462},{"$f":"(Z192+AA192+R192)*T191","v":92.749243501390467},{"$f":"IF(X192>0,(Z192+R192+AA192)*X191,\"\")","v":""},{"$f":"SUM(Z192:AB192)","v":185.49848700278093},{"$f":"IF(AE191=\"\",\"\",$AD192*AE191)","v":185.49848700278093},{"$f":"IF(AF191=\"\",\"\",$AD192*AF191)","v":""},{"$f":"IF(AG191=\"\",\"\",$AD192*AG191)","v":""},{"$f":"IF(AH191=\"\",\"\",$AD192*AH191)","v":""},null,185.49848700278093,{"$f":"+T192","v":94.124232413775474},{"$f":"IF(AB192=0,AK192-AA192,AK192-AB192)","v":1.3749889123850068},{"$f":"IF(X192=0,\"\",IF(X192-AC192<0,0,X192-AC192))","v":""},{"$f":"+AA192","v":92.509759501390462},{"$f":"S192-AN192","v":1.3749889123850068},{"$f":"(T192+X192+I192)/(Z192+R192+AA192)","v":1.0148247992164421},{"$f":"IF(AP192<1.4,\"1\", IF(AP192<3,\"2\", IF(AP192<9,\"3\", \"4\")))","v":"1"},{"$f":"IF(AP192<1.4,\"ROJO\", IF(AP192<3,\"AMARILLO\", IF(AP192<9,\"VERDE\", \"AZUL\")))","v":"ROJO"},{"$f":"IF(AP192<1.4,\"Déficit\", IF(AP192<3,\"Equilibrio\", IF(AP192<9,\"Disponibilidad\", \"Abundante\")))","v":"Déficit"},null,null,null,null,null,null,null,null,null,null,null,null,null,null,null,null,null,null,null,null,{"$f":"SUM(AL192:AM192)","v":1.3749889123850068}]
[null,null,null,null,null,null,null,null,null,null,null,null,null,null,null,null,null,null,null,{"$f":"IF(T194=0,\"\",T194/(SUM($T194:$X194)))","v":0.94056227506899481},{"$f":"IF(U194=0,\"\",U194/(SUM($T194:$X194)))","v":1.2160518051694101E-2},{"$f":"IF(V194=0,\"\",V194/(SUM($T194:$X194)))","v":3.537195635587579E-2},{"$f":"IF(W194=0,\"\",W194/(SUM($T194:$X194)))","v":1.1905250523435324E-2},{"$f":"IF(X194=0,\"\",X194/(SUM($T194:$X194)))","v":""},0.99999999999999989,null,null,null,null,null,{"$f":"IF(T193=0,\"\",T193)","v":0.94056227506899481},{"$f":"IF(U193=0,\"\",U193)","v":1.2160518051694101E-2},{"$f":"IF(V193=0,\"\",V193)","v":3.537195635587579E-2},{"$f":"IF(W193=0,\"\",W193)","v":1.1905250523435324E-2},null,0.99999999999999989]
[4,"D","D","MAR",null,null,null,{"$f":"C23","v":595.04258105709368},{"$f":"S188+S190+S192","v":468.72561316117435},{"$f":"J23","v":0},{"$f":"I23","v":6822.2269999999999},{"$f":"SUM(H194:K194)","v":7885.9951942182679},{"$f":"H23","v":6577.5756400000009},{"$f":"L23","v":200.244},{"$f":"K23","v":839.27022592350522},{"$f":"SUM(M194:O194)","v":7617.0898659235063},{"$f":"+P194","v":7617.0898659235063},{"$f":"M23","v":39.610999999999997},{"$f":"L194-Q194-R194","v":229.29432829476161},{"$f":"K194+H194","v":7417.2695810570931},{"$f":"S188","v":95.897786914864156},{"$f":"S190","v":278.94307783253475},{"$f":"S192","v":93.884748413775469},0,{"$f":"SUM(T194:X194)","v":7885.995194218267},{"$f":"+Q194","v":7617.0898659235063},113.8,{"$f":"(R194+Z194+AA194)*T193","v":7308.6399728786073},{"$f":"IF(X194>0,(Z194+R194+AA194)*X193,\"\")","v":""},{"$f":"SUM(Z194:AB194)","v":15039.529838802115},{"$f":"IF(AE193=\"\",\"\",$AD194*AE193)","v":14145.61440115175},{"$f":"IF(AF193=\"\",\"\",$AD194*AF193)","v":182.88847409374517},{"$f":"IF(AG193=\"\",\"\",$AD194*AG193)","v":531.97759307100011},{"$f":"IF(AH193=\"\",\"\",$AD194*AH193)","v":179.04937048562005},null,15039.529838802115,{"$f":"+T194+AA194","v":7531.0695810570933},{"$f":"IF(AB194=0,AK194-AA194,AK194-AB194)","v":222.42960817848598},{"$f":"IF(X194=0,\"\",IF(X194-AC194<0,0,X194-AC194))","v":""},{"$f":"AA194","v":113.8},{"$f":"S194-AN194","v":115.49432829476162},{"$f":"(T194+X194+I194)/(Z194+R194)","v":1.0299468834305967},{"$f":"IF(AP194<1.4,\"1\", IF(AP194<3,\"2\", IF(AP194<9,\"3\", \"4\")))","v":"1"},{"$f":"IF(AP194<1.4,\"ROJO\", IF(AP194<3,\"AMARILLO\", IF(AP194<9,\"VERDE\", \"AZUL\")))","v":"ROJO"},{"$f":"IF(AP194<1.4,\"Déficit\", IF(AP194<3,\"Equilibrio\", IF(AP194<9,\"Disponibilidad\", \"Abundante\")))","v":"Déficit"},null,null,null,null,null,null,null,null,null,null,null,null,null,null,null,null,null,null,null,null,{"$f":"SUM(AL194:AM194)-AN194","v":108.62960817848598}]
[]
[null,null,null,null,null,null,null,null,null,null,null,null,null,null,null,null,null,null,null,null,null,null,null,null,null,null,null,null,null,null,null,null,null,null,null,null,"SDxx =",{"$f":"SUM(AL188:AM194)","v":229.29432829476121},"Mm3"]
[null,null,null,null,null,null,null,null,null,null,null,null,null,null,null,null,null,null,null,null,null,null,null,null,null,null,null,null,null,null,null,null,null,null,null,null,"Ab =",{"$f":"S194","v":229.29432829476161},"Mm3"]
["RESERVAS"]
["RH10",{"$f":"AA194","v":113.8}]
["RH11",{"$f":"'RH-11'!AJ119","v":13},4000]
["RH11",{"$f":"'RH-11'!AJ89","v":0.32}]
["RH11",{"$f":"'RH-11'!AJ91","v":13.29}]
["RH11",{"$f":"'RH-11'!AJ109","v":2296.66}]
["RH12",{"$f":"'RH-12'!AB196","v":3705.14}]
["RH14",{"$f":"'RH-14'!AA74","v":1640}]
["RH15",{"$f":"'RH-15'!$O$9","v":62.625999999999998}]
["RH15",{"$f":"'RH-15'!$AJ$79","v":496.9}]
["RH15",{"$f":"'RH-15'!O13","v":316.67}]
["RH15",{"$f":"'RH-15'!O14","v":39.049999999999997}]
["RH15",{"$f":"'RH-15'!O15","v":153}]
["RH15",{"$f":"'RH-15'!O16","v":186.81}]
["RH15",{"$f":"'RH-15'!O17","v":269.79199999999997}]
["RH19"]
["RH19"]
["RH19"]
["RH19"]
["RH19"]
["RH19"]
["RH19"]
["RH19"]
["RH19"]

{"sheet":"RH-11","index":10,"n_rows":169,"n_cols":66,"rows_kept":169,"cut":false,"hidden":false,"merged":[[1,1,1,14],[2,1,2,14],[3,1,3,14],[4,1,4,14],[5,0,5,16],[60,0,60,16],[35,1,35,14],[40,1,40,14],[50,1,50,14],[59,1,59,14],[41,0,41,16],[51,0,51,16],[36,0,36,16]]}
[]
[null,"GERENCIA DE AGUAS SUPERFICIALES E INGENIERÍA DE RÍOS"]
[null,"REGION HIDROLOGICA No 11 "]
[null,"PRESIDIO-SAN PEDRO"]
[]
[]
["Cuenca","Nombre","Cp","Ar","Uc (a)","Uc (b)","Uc (c)","Uc","R","Im","Ex","Ev ","Δv","Ab","Rxy","Ab - Rxy","D",null,"ECUACIONES"]
[1,"Río Cañas 1",123.131,0,3.0467569999999999,0,0,{"$f":"G8+E8+F8","v":3.0467569999999999},0,0,0,0,0,{"$f":"C8+D8+I8+J8-H8-K8","v":120.084243},{"$f":"$BE$137","v":1.2971443217589835},{"$f":"N8-O8","v":118.78709867824102},{"$f":"IF(N8-O8<0,0,N8-O8)","v":118.78709867824102}]
[2,"Río Cañas 2",58.473999999999997,{"$f":"N8","v":120.084243},1.8722230000000002,5.6620800000000006E-2,0,{"$f":"G9+E9+F9","v":1.9288438000000001},6.1184999999999998E-3,0,0,0,0,{"$f":"C9+D9+I9+J9-H9-K9-L9-M9","v":176.63551770000001},{"$f":"$BE$139","v":0},{"$f":"N9-O9","v":176.63551770000001},{"$f":"IF(N9-O9<0,0,N9-O9)","v":176.63551770000001},null,"Ab = Cp + Ar + R + Im - (Uc(a) + Uc(b) + Uc(c) + Ev + Ex + Av)"]
[3,"Laguna de Santiaguillo",142.178,{"$f":"$I$89","v":0},13.198873249999998,3.5999999999999997E-2,0,13.234873249999998,2.7563547874999998,0,0,84.415222861615135,0,{"$f":"$T$89","v":47.284258675884857},{"$f":"$BE$89","v":0.32},{"$f":"N10-O10","v":46.964258675884857},{"$f":"IF(N10-O10<0,0,N10-O10)","v":46.964258675884857},null,"D = Ab - Rxy"]
[4,"La Tapona",139.91200000000001,{"$f":"$I$91","v":0},2.5445150000000001,0,0,2.5445150000000001,0.67814344999999998,0,0,0,0,{"$f":"$T$91","v":138.04562845000001},{"$f":"$BE$91","v":13.29},124.75562845000002,{"$f":"IF(N11-O11<0,0,N11-O11)","v":124.75562845000002}]
[5,"Río La Sauceda",141.96199999999999,{"$f":"$I$93","v":0},22.815530250000002,0,0,22.815530250000002,4.5758734375000003,0,0,33.959553956403504,2.5843179203972313,{"$f":"$T$93","v":87.178471310699265},{"$f":"$BE$93","v":85.113384624573868},2.0650866861253974,2.0650866861253974,null,"SIMBOLOGIA"]
[6,"Río El Tunal",138.578,{"$f":"$I$95","v":0},1.0210910099999999,0,52.27,53.291091010000002,0.84163220749999823,0,0,7.3146776708424106,1.1385215384615384,{"$f":"$T$95","v":77.675341988196053},{"$f":"$BE$95","v":75.835365762777045},1.839976225419008,1.839976225419008]
[7,"Río Santiago Bayacora",90.855999999999995,{"$f":"$I$97","v":0},23.829910599999998,0,26.38,50.209910600000001,4.7816985199999991,0,0,7.3273202532608694,1.3375711462450608,{"$f":"$T$97","v":36.762896520494053},{"$f":"$BE$97","v":35.892055738286395},0.87084078220765804,0.87084078220765804,null,"Cp.- Volumen medio anual de escurrimiento natural "]
[8,"Río Durango",112.771,{"$f":"$I$99","v":201.61670981938937},91.804076630000026,4.3799999999999999E-2,0,91.84787663000003,28.520282016999996,0,0,0,0,{"$f":"$T$99","v":251.06011520638936},{"$f":"$BE$99","v":242.93729866853599},8.1228165378533674,8.1228165378533674,null,"Ar.- Volumen medio anual de escurrimiento desde la cuenca aguas arriba"]
[9,"Río Poanas",64.349999999999994,{"$f":"$I$101","v":0},35.488166999999997,1.4599999999999999E-3,0,35.489626999999999,7.1003236500000009,0,0,5.7617678884143526,1.5202640692640694,{"$f":"$T$101","v":28.678664692321579},{"$f":"$BE$101","v":27.750793167787155},0.92787152453442445,0.92787152453442445,null,"Uc (a).- Volumen anual de extracción de agua superficial mediante títulos inscritos actualmente en el REPDA"]
[10,"Río Suchil",36.667000000000002,{"$f":"$I$103","v":0},15.057400779999998,3.0547999999999999E-2,0,15.087948779999998,3.102332767,0,0,0,0,{"$f":"$T$103","v":24.681383987000004},{"$f":"$BE$103","v":23.882840762155617},0.79854322484438711,0.79854322484438711,null,"Uc (b).- Volumen anual de extracción de agua superficial de títulos en proceso de inscripción en el REPDA"]
[11,"Río Graseros",15.534000000000001,{"$f":"$I$105","v":0},0.13323111000000001,0,0,0.13323111000000001,2.3937466500000004E-2,0,0,0,0,{"$f":"$T$105","v":15.4247063565},{"$f":"$BE$105","v":14.92565432754227},0.49905202895772938,0.49905202895772938,null,"Uc (c).- Volumen anual correspondiente a las reservas y las zonas reglamentadas"]
[12,"Río San Pedro-Mezquital",2245.0540000000001,{"$f":"$I$107","v":319.84487024221096},1979.89632044,0,49.925850000000082,2029.82217044,5.5655674504999411,0,0,0,0,{"$f":"$T$107","v":540.64226725271124},{"$f":"$BE$107","v":457.47728094140513},83.164986311306109,83.164986311306109,null,"R.- Volumen anual de retornos"]
[13,"Río San Pedro-Desembocadura",269.66300000000001,{"$f":"$I$109","v":540.64226725271124},59.495128640000004,0,0,59.495128640000004,1974.1762880405001,0,0,0,0,{"$f":"$T$109","v":2724.9864266532113},{"$f":"$BE$109","v":2296.66},428.32642665321146,428.32642665321146,null,"Im.- Volumen anual de importaciones"]
[14,"Río Baluarte 1",1671.086,0,7.9578722399999995,0.56606400000000001,0,8.5239362399999994,0.680895425000001,0,0,0,0,{"$f":"C21+D21+I21+J21-H21-K21","v":1663.242959185},{"$f":"$BE$127","v":25.556395140790514},{"$f":"N21-O21","v":1637.6865640442095},{"$f":"IF(N21-O21<0,0,N21-O21)","v":1637.6865640442095},null,"Ex.- Volumen anual de exportaciones"]
[15,"Río Baluarte 2",186.91499999999999,{"$f":"N21","v":1663.242959185},28.428427540000001,0,0,28.428427540000001,5.5049999999999999E-4,0,0,0,0,{"$f":"C22+D22+I22+J22-H22-K22-L22-M22","v":1821.7300821449999},0,1821.7300821449999,1821.7300821449999,null,"Ev.- Volumen medio anual de evaporación en embalses"]
[16,"Río Presidio 1",1004.131,0,3.7167035500000019,0,0,3.7167035500000019,0,0,327.7,0,0,{"$f":"C23+D23+I23+J23-H23-K23","v":672.71429644999989},{"$f":"BE117","v":271.15613217769646},401.55816427230343,401.55816427230343,null,"Av.- Volumen medio anual de variación de almacenamiento en embalses"]
[17,"Río Presidio 2",73.926000000000002,{"$f":"N23","v":672.71429644999989},92.342617000000004,327.7,0,420.04261700000001,0,327.7,0,0,0,{"$f":"C24+D24+I24+J24-H24-K24-L24-M24","v":654.29767944999981},{"$f":"$BE$119","v":13},{"$f":"N24-O24","v":641.29767944999981},641.29767944999981,null,"Ab.- Volumen medio anual de escurrimiento de la cuenca hacia aguas abajo "]
[18,"Río Acaponeta 1",1357.01,0,3.2461705700000008,3.1836999999999997E-2,0,3.2780075700000006,1.1579712455,0,0,0,0,{"$f":"C25+D25+I25+J25-H25-K25","v":1354.8899636755},{"$f":"BE147","v":3.2828246518588058},1351.6071390236411,1351.6071390236411,null,"Rxy.- Volumen anual actual comprometido aguas abajo y volumenes decretados para reservas medio ambiente"]
[19,"Río Acaponeta 2",78.239999999999995,{"$f":"N25","v":1354.8899636755},2.2186410000000003,1.2590399999999999,0,3.4776810000000005,2.1812647500000004,0,0,0,0,{"$f":"C26+D26+I26+J26-H26-K26-L26-M26","v":1431.8335474255},{"$f":"BE149","v":0},1431.8335474255,1431.8335474255,null,"D.- Disponibilidad media anual de agua superficial en la cuenca hidrológica "]
[20,"Río Rosa Morada 1",80.087000000000003,0,0.43656200000000001,6.5700000000000003E-4,0,0.43721900000000002,0.10626425000000002,0,0,0,0,{"$f":"C27+D27+I27+J27-H27-K27","v":79.75604525},{"$f":"BE157","v":4.0494628157783419},75.706582434221659,75.706582434221659]
[21,"Río Rosa Morada 2",66.5,{"$f":"N27","v":79.75604525},7.6659421200000004,0,0,7.6659421200000004,4.7282344980000008,0,0,0,0,{"$f":"C28+D28+I28+J28-H28-K28-L28-M28","v":143.31833762799999},{"$f":"BE159","v":0},143.31833762799999,143.31833762799999]
[22,"Río Bejuco 1",147.97200000000001,0,0.79521400000000009,0,0,0.79521400000000009,0.17547689999999999,0,0,0,0,{"$f":"C29+D29+I29+J29-H29-K29","v":147.35226290000003},{"$f":"BE167","v":6.0889541375183054},141.26330876248173,141.26330876248173]
[23,"Río Bejuco 2",51.402000000000001,{"$f":"N29","v":147.35226290000003},8.5670199999999994,0,0,8.5670199999999994,8.5670199999999994,0,0,0,0,{"$f":"C30+D30+I30+J30-H30-K30-L30-M30","v":198.75426290000001},{"$f":"BE169","v":0},198.75426290000001,198.75426290000001]
[24,"Grupo de corrientes Mazatlan",21.501000000000001,0,6.1650000000000003E-3,0,0,6.1650000000000003E-3,4.6237500000000003E-3,0,0,0,0,{"$f":"C31+D31+I31+J31-H31-K31-L31-M31","v":21.499458750000002},0,21.499458750000002,21.499458750000002]
[25,"Grupo de corrientes Huizache",52.968000000000004,0,8.4192000000000003E-2,0,0,8.4192000000000003E-2,1.3542749999999999E-2,0,0,0,0,{"$f":"C32+D32+I32+J32-H32-K32-L32-M32","v":52.897350750000001},0,52.897350750000001,52.897350750000001]
[26,"Grupo de corrientes Marismas Nacionales",554.476,0,295.48851124999999,4.5694422000000001,0,300.05795345000001,5.8674187500000002E-2,0,0,0,0,{"$f":"C33+D33+I33+J33-H33-K33-L33-M33","v":254.47672073749993},0,254.47672073749993,254.47672073749993]
[null,"Totales",{"$f":"SUM(C8:C33)","v":8925.3440000000028},null,{"$f":"SUM(E8:E33)","v":2701.1572629799998},{"$f":"SUM(F8:F33)","v":334.29546900000003},128.57585000000009,3164.0285819800001,2049.80307055,327.7,327.7,138.77854263053626,6.5806746743678994,null,null,{"$f":"SUM(P29:P30)","v":340.01757166248171},{"$f":"Q33+Q32+Q31+Q30+Q28+Q26+Q24+Q22+Q20+Q11+Q10+Q9","v":5342.4892712650953}]
["Valores  en millones de metros cúbicos"]
[]
[]
[]
[]
[]
[]
[]
[]
[]
[]
[]
[]
[]
[]
[]
[]
[]
[]
[]
[]
[]
[]
[]
[]
[]
[]
[]
[]
[]
[]
[]
[]
[]
[]
[]
[]
[]
[]
[]
[]
[]
[]
[]
[]
[]
[]
[]
[]
[{"$f":"B5","v":0}]
["No LINEA","CUENCA O REGION","CONEXION",null,null,null,null,"OFERTA  POTENCIAL",null,null,null,null,"DEMANDA CONSUNTIVA",null,null,null,null,null,null,null,"OFERTA REAL",null,null,null,null,null,null,null,null,null,null,null,null,null,"EXTRACC Y VOLS RESERV PARA A ABAJO",null,null,null,null,null,null,null,null,null,null,null,null,null,null,null,null,null,null,"POR CUENCA PROPIA",null,null,"A LA SAL. DEL C PRINCIPAL",null,"DISPONIBILIDAD RELATIVA",null,null,null,"OFERTA - DEMANDA",null,null,"Disponibilidad Hídrica"]
[null,"HIDROLOGICA","DE ","HACIA",null,null,null,"Cp","Cp A Arriba","Im","R","TOTAL","Uc","Ev","Ex","TOTAL","TOTAL ACUM.","Dv","Ab","Ab","Cp","Ar1","Ar2","Ar3","Ar4","Ar5","Ar6","Ar7","Ar8","Ar9","Ar10","Ar11","Im","TOTAL","Uc","Re1","Re2","RImp","TOTAL","para Cp","para Ar1","para Ar2","para Ar3","para Ar4","para Ar5","para Ar6","para Ar7","para Ar8","para Ar9","para Ar10","para Ar11","para Im","TOTAL","RESERVADO","DISPONIBLE","DImp","RESERVADO","DISPONIBLE","INDICE","CLAVE","COLOR",null,"OFERTA","DEMANDA","Indice"]
["Cuenca Río San Pedro"]
[null,null,null,null,null,null,null,null,null,null,null,null,null,null,null,null,null,null,null,null,{"$f":"IF(U89=0,\"\",U89/(SUM($U89:$AG89)))","v":1},"","","","","","","","","","","","",{"$f":"SUM(U88:AG88)","v":1},null,0,null,null,null,{"$f":"IF(U88=0,\"\",U88)","v":1},{"$f":"IF(V88=0,\"\",V88)","v":""},{"$f":"IF(W88=0,\"\",W88)","v":""},{"$f":"IF(X88=0,\"\",X88)","v":""},{"$f":"IF(Y88=0,\"\",Y88)","v":""},"","","","","","",{"$f":"IF(AF88=0,\"\",AF88)","v":""},{"$f":"IF(AG88=0,\"\",AG88)","v":""},{"$f":"SUM(AN88:AZ88)","v":1}]
["A",{"$f":"A89","v":"A"},{"$f":"A89","v":"A"},"Cerrada",null,null,null,{"$f":"C10","v":142.178},null,{"$f":"J10","v":0},{"$f":"$I$10","v":2.7563547874999998},{"$f":"SUM(H89:K89)","v":144.93435478749998},{"$f":"H10","v":13.234873249999998},{"$f":"L10","v":84.415222861615135},{"$f":"$K$10","v":0},{"$f":"SUM(M89:O89)","v":97.650096111615127},{"$f":"+P89","v":97.650096111615127},{"$f":"M10","v":0},{"$f":"L89-Q89-R89","v":47.284258675884857},{"$f":"IF(S89<0,0,S89)","v":47.284258675884857},{"$f":"K89+H89","v":144.93435478749998},null,null,null,null,null,null,null,null,null,null,null,{"$f":"J89","v":0},{"$f":"SUM(U89:AG89)","v":144.93435478749998},{"$f":"+Q89","v":97.650096111615127},0.32,{"$f":"AI89+R89","v":97.650096111615127},{"$f":"IF(AG89>0,(AI89+R89+AJ89)*AG88,\"\")","v":""},{"$f":"SUM(AI89:AK89)","v":195.62019222323025},{"$f":"IF(AN88=\"\",\"\",$AM89*AN88)","v":195.62019222323025},"","","","","","","","","","","","",195.62019222323025,{"$f":"+U89","v":144.93435478749998},{"$f":"IF(D89=\"MAR\",IF((BB89-AJ89)<0,0,BB89-AJ89),IF(D89=\"Cerrada\",IF((BB89-AJ89)<0,0,BB89-AJ89),IF((BB89-AK89)<0,0,BB89-AK89)))","v":144.61435478749999},{"$f":"IF(AG89=0,\"\",IF(AG89-AL89<0,0,AG89-AL89))","v":""},{"$f":"AJ89","v":0.32},{"$f":"IF(T89-BE89<0,0,T89-BE89)","v":46.964258675884857},{"$f":"IF(D89=\"MAR\",IF(AI89+R89+AJ89=0,\"Infinito\",(I89+U89+AG89)/(AI89+R89)),IF(D89=\"Cerrada\",IF(AI89+R89+AJ89=0,\"Infinito\",(I89+U89+AG89)/(AI89+R89)),IF(AI89+R89+AJ89=0,\"Infinito\",(I89+U89+AG89)/(AI89+R89+AJ89))))","v":1.4842213224433332},{"$f":"IF(BG89<1.4,\"1\", IF(BG89<3,\"2\", IF(BG89<9,\"3\", \"4\")))","v":"2"},{"$f":"IF(BG89<1.4,\"ROJO\", IF(BG89<3,\"AMARILLO\", IF(BG89<9,\"VERDE\", \"AZUL\")))","v":"AMARILLO"},{"$f":"IF(BG89<1.4,\"Déficit\", IF(BG89<3,\"Equilibrio\", IF(BG89<9,\"Disponibilidad\", \"Abundante\")))","v":"Equilibrio"},{"$f":"I89+U89+AG89","v":144.93435478749998},{"$f":"IF(D89=\"MAR\",AI89+R89,IF(D89=\"Cerrada\",AI89+R89,AI89+R89+AJ89))","v":97.650096111615127},{"$f":"BK89/BL89","v":1.4842213224433332},{"$f":"BB89-AK89-BE89","v":46.964258675884857}]
[null,null,null,null,null,null,null,null,null,null,null,null,null,null,null,null,null,null,null,null,{"$f":"IF(U91=0,\"\",U91/(SUM($U91:$AG91)))","v":1},"","","","","","","","","","","","",1,null,0,null,null,null,{"$f":"IF(U90=0,\"\",U90)","v":1},"","","","","","","","","","","","",1]
["B",{"$f":"A91","v":"B"},{"$f":"A91","v":"B"},"Cerrada",null,null,null,{"$f":"C11","v":139.91200000000001},null,{"$f":"J11","v":0},{"$f":"I11","v":0.67814344999999998},{"$f":"SUM(H91:K91)","v":140.59014345},{"$f":"+H11","v":2.5445150000000001},{"$f":"+L11","v":0},{"$f":"+K11","v":0},{"$f":"SUM(M91:O91)","v":2.5445150000000001},{"$f":"+P91","v":2.5445150000000001},{"$f":"+M11","v":0},{"$f":"L91-Q91-R91","v":138.04562845000001},{"$f":"IF(S91<0,0,S91)","v":138.04562845000001},{"$f":"K91+H91","v":140.59014345},null,null,null,null,null,null,null,null,null,null,null,{"$f":"J91","v":0},140.59014345,{"$f":"+Q91","v":2.5445150000000001},13.29,{"$f":"AI91+R91","v":2.5445150000000001},{"$f":"IF(AG91>0,(AI91+R91+AJ91)*AG90,\"\")","v":""},{"$f":"SUM(AI91:AK91)","v":18.37903},{"$f":"IF(AN90=\"\",\"\",$AM91*AN90)","v":18.37903},"","","","","","","","","","","","",18.37903,{"$f":"+U91","v":140.59014345},{"$f":"IF(D91=\"MAR\",IF((BB91-AJ91)<0,0,BB91-AJ91),IF(D91=\"Cerrada\",IF((BB91-AJ91)<0,0,BB91-AJ91),IF((BB91-AK91)<0,0,BB91-AK91)))","v":127.30014345000001},{"$f":"IF(AG91=0,\"\",IF(AG91-AL91<0,0,AG91-AL91))","v":""},{"$f":"AJ91","v":13.29},{"$f":"IF(T91-BE91<0,0,T91-BE91)","v":124.75562845000002},{"$f":"IF(D91=\"MAR\",IF(AI91+R91+AJ91=0,\"Infinito\",(I91+U91+AG91)/(AI91+R91)),IF(D91=\"Cerrada\",IF(AI91+R91+AJ91=0,\"Infinito\",(I91+U91+AG91)/(AI91+R91)),IF(AI91+R91+AJ91=0,\"Infinito\",(I91+U91+AG91)/(AI91+R91+AJ91))))","v":55.252236064633138},{"$f":"IF(BG91<1.4,\"1\", IF(BG91<3,\"2\", IF(BG91<9,\"3\", \"4\")))","v":"4"},{"$f":"IF(BG91<1.4,\"ROJO\", IF(BG91<3,\"AMARILLO\", IF(BG91<9,\"VERDE\", \"AZUL\")))","v":"AZUL"},{"$f":"IF(BG91<1.4,\"Déficit\", IF(BG91<3,\"Equilibrio\", IF(BG91<9,\"Disponibilidad\", \"Abundante\")))","v":"Abundante"},{"$f":"I91+U91+AG91","v":140.59014345},{"$f":"IF(D91=\"MAR\",AI91+R91,IF(D91=\"Cerrada\",AI91+R91,AI91+R91+AJ91))","v":2.5445150000000001},{"$f":"BK91/BL91","v":55.252236064633138},{"$f":"BB91-AK91-BE91","v":124.75562845000002}]
[null,null,null,null,null,null,null,null,null,null,null,null,null,null,null,null,null,null,null,null,{"$f":"IF(U93=0,\"\",U93/(SUM($U93:$AG93)))","v":1},"","","","","","","","","","","","",1,null,null,null,null,null,{"$f":"IF(U92=0,\"\",U92)","v":1},"","","","","","","","","","","","",1]
["C",{"$f":"A93","v":"C"},{"$f":"A93","v":"C"},"F",null,null,null,{"$f":"C12","v":141.96199999999999},null,{"$f":"J12","v":0},{"$f":"I12","v":4.5758734375000003},146.5378734375,{"$f":"+H12","v":22.815530250000002},{"$f":"+L12","v":33.959553956403504},{"$f":"+K12","v":0},56.775084206403506,56.775084206403506,{"$f":"+M12","v":2.5843179203972313},{"$f":"L93-Q93-R93","v":87.178471310699265},{"$f":"IF(S93<0,0,S93)","v":87.178471310699265},{"$f":"K93+H93","v":146.5378734375},null,null,null,null,null,null,null,null,null,null,null,{"$f":"J93","v":0},146.5378734375,{"$f":"+Q93","v":56.775084206403506},{"$f":"(AI99+R99+AJ99)*V98","v":85.113384624573868},{"$f":"AI93+R93+AJ93","v":144.4727867513746},{"$f":"IF(AG93>0,(AI93+R93+AJ93)*AG92,\"\")","v":""},{"$f":"SUM(AI93:AK93)","v":286.36125558235199},{"$f":"IF(AN92=\"\",\"\",$AM93*AN92)","v":286.36125558235199},"","","","","","","","","","","","",286.36125558235199,{"$f":"+U93","v":146.5378734375},{"$f":"IF(D93=\"MAR\",IF((BB93-AJ93)<0,0,BB93-AJ93),IF(D93=\"Cerrada\",IF((BB93-AJ93)<0,0,BB93-AJ93),IF((BB93-AK93)<0,0,BB93-AK93)))","v":2.0650866861253974},{"$f":"IF(AG93=0,\"\",IF(AG93-AL93<0,0,AG93-AL93))","v":""},{"$f":"IF(D93=\"MAR\",0,IF(D93=\"Cerrada\",0,AJ93))","v":85.113384624573868},{"$f":"IF(T93-BE93<0,0,T93-BE93)","v":2.0650866861253974},{"$f":"IF(D93=\"MAR\",IF(AI93+R93+AJ93=0,\"Infinito\",(I93+U93+AG93)/(AI93+R93)),IF(D93=\"Cerrada\",IF(AI93+R93+AJ93=0,\"Infinito\",(I93+U93+AG93)/(AI93+R93)),IF(AI93+R93+AJ93=0,\"Infinito\",(I93+U93+AG93)/(AI93+R93+AJ93))))","v":1.01429394927973},{"$f":"IF(BG93<1.4,\"1\", IF(BG93<3,\"2\", IF(BG93<9,\"3\", \"4\")))","v":"1"},{"$f":"IF(BG93<1.4,\"ROJO\", IF(BG93<3,\"AMARILLO\", IF(BG93<9,\"VERDE\", \"AZUL\")))","v":"ROJO"},{"$f":"IF(BG93<1.4,\"Déficit\", IF(BG93<3,\"Equilibrio\", IF(BG93<9,\"Disponibilidad\", \"Abundante\")))","v":"Déficit"},{"$f":"IF(I93+U93+AG93<=0,0,I93+U93+AG93)","v":146.5378734375},{"$f":"IF(D93=\"MAR\",AI93+R93,IF(D93=\"Cerrada\",AI93+R93,AI93+R93+AJ93))","v":144.4727867513746},{"$f":"BK93/BL93","v":1.01429394927973},{"$f":"SUM(BC93:BD93)","v":2.0650866861253974}]
[null,null,null,null,null,null,null,null,null,null,null,null,null,null,null,null,null,null,null,null,{"$f":"IF(U95=0,\"\",U95/(SUM($U95:$AG95)))","v":1},"","","","","","","","","","","","",1,null,null,null,null,null,{"$f":"IF(U94=0,\"\",U94)","v":1},"","","","","","","","","","","","",1]
["D",{"$f":"A95","v":"D"},{"$f":"A95","v":"D"},"F",null,null,null,{"$f":"C13","v":138.578},null,{"$f":"J13","v":0},{"$f":"I13","v":0.84163220749999823},139.4196322075,{"$f":"+H13","v":53.291091010000002},{"$f":"+L13","v":7.3146776708424106},{"$f":"+K13","v":0},60.605768680842417,60.605768680842417,{"$f":"+M13","v":1.1385215384615384},{"$f":"L95-Q95-R95","v":77.675341988196053},{"$f":"IF(S95<0,0,S95)","v":77.675341988196053},{"$f":"K95+H95","v":139.4196322075},null,null,null,null,null,null,null,null,null,null,null,{"$f":"J95","v":0},139.4196322075,{"$f":"+Q95","v":60.605768680842417},{"$f":"(AI99+R99+AJ99)*W98","v":75.835365762777045},{"$f":"AI95+R95+AJ95","v":137.57965598208099},{"$f":"IF(AG95>0,(AI95+R95+AJ95)*AG94,\"\")","v":""},{"$f":"SUM(AI95:AK95)","v":274.02079042570045},{"$f":"IF(AN94=\"\",\"\",$AM95*AN94)","v":274.02079042570045},"","","","","","","","","","","","",274.02079042570045,{"$f":"+U95","v":139.4196322075},{"$f":"IF(D95=\"MAR\",IF((BB95-AJ95)<0,0,BB95-AJ95),IF(D95=\"Cerrada\",IF((BB95-AJ95)<0,0,BB95-AJ95),IF((BB95-AK95)<0,0,BB95-AK95)))","v":1.839976225419008},{"$f":"IF(AG95=0,\"\",IF(AG95-AL95<0,0,AG95-AL95))","v":""},{"$f":"IF(D95=\"MAR\",0,IF(D95=\"Cerrada\",0,AJ95))","v":75.835365762777045},{"$f":"IF(T95-BE95<0,0,T95-BE95)","v":1.839976225419008},{"$f":"IF(D95=\"MAR\",IF(AI95+R95+AJ95=0,\"Infinito\",(I95+U95+AG95)/(AI95+R95)),IF(D95=\"Cerrada\",IF(AI95+R95+AJ95=0,\"Infinito\",(I95+U95+AG95)/(AI95+R95)),IF(AI95+R95+AJ95=0,\"Infinito\",(I95+U95+AG95)/(AI95+R95+AJ95))))","v":1.0133738975598154},{"$f":"IF(BG95<1.4,\"1\", IF(BG95<3,\"2\", IF(BG95<9,\"3\", \"4\")))","v":"1"},{"$f":"IF(BG95<1.4,\"ROJO\", IF(BG95<3,\"AMARILLO\", IF(BG95<9,\"VERDE\", \"AZUL\")))","v":"ROJO"},{"$f":"IF(BG95<1.4,\"Déficit\", IF(BG95<3,\"Equilibrio\", IF(BG95<9,\"Disponibilidad\", \"Abundante\")))","v":"Déficit"},{"$f":"IF(I95+U95+AG95<=0,0,I95+U95+AG95)","v":139.4196322075},{"$f":"IF(D95=\"MAR\",AI95+R95,IF(D95=\"Cerrada\",AI95+R95,AI95+R95+AJ95))","v":137.57965598208099},{"$f":"BK95/BL95","v":1.0133738975598154},1.839976225419008]
[null,null,null,null,null,null,null,null,null,null,null,null,null,null,null,null,null,null,null,null,{"$f":"IF(U97=0,\"\",U97/(SUM($U97:$AG97)))","v":1},"","","","","","","","","","","","",1,null,null,null,null,null,{"$f":"IF(U96=0,\"\",U96)","v":1},"","","","","","","","","","","","",1]
["E",{"$f":"A97","v":"E"},{"$f":"A97","v":"E"},"F",null,null,null,{"$f":"C14","v":90.855999999999995},null,{"$f":"J14","v":0},{"$f":"I14","v":4.7816985199999991},95.637698519999987,{"$f":"+H14","v":50.209910600000001},{"$f":"+L14","v":7.3273202532608694},{"$f":"+K14","v":0},57.537230853260873,57.537230853260873,{"$f":"+M14","v":1.3375711462450608},{"$f":"L97-Q97-R97","v":36.762896520494053},{"$f":"IF(S97<0,0,S97)","v":36.762896520494053},{"$f":"K97+H97","v":95.637698519999987},null,null,null,null,null,null,null,null,null,null,null,{"$f":"J97","v":0},95.637698519999987,{"$f":"+Q97","v":57.537230853260873},{"$f":"(AI99+R99+AJ99)*X98","v":35.892055738286395},{"$f":"AI97+R97+AJ97","v":94.766857737792321},{"$f":"IF(AG97>0,(AI97+R97+AJ97)*AG96,\"\")","v":""},{"$f":"SUM(AI97:AK97)","v":188.19614432933957},{"$f":"IF(AN96=\"\",\"\",$AM97*AN96)","v":188.19614432933957},"","","","","","","","","","","","",188.19614432933957,{"$f":"+U97","v":95.637698519999987},{"$f":"IF(D97=\"MAR\",IF((BB97-AJ97)<0,0,BB97-AJ97),IF(D97=\"Cerrada\",IF((BB97-AJ97)<0,0,BB97-AJ97),IF((BB97-AK97)<0,0,BB97-AK97)))","v":0.87084078220766514},{"$f":"IF(AG97=0,\"\",IF(AG97-AL97<0,0,AG97-AL97))","v":""},{"$f":"IF(D97=\"MAR\",0,IF(D97=\"Cerrada\",0,AJ97))","v":35.892055738286395},{"$f":"IF(T97-BE97<0,0,T97-BE97)","v":0.87084078220765804},{"$f":"IF(D97=\"MAR\",IF(AI97+R97+AJ97=0,\"Infinito\",(I97+U97+AG97)/(AI97+R97)),IF(D97=\"Cerrada\",IF(AI97+R97+AJ97=0,\"Infinito\",(I97+U97+AG97)/(AI97+R97)),IF(AI97+R97+AJ97=0,\"Infinito\",(I97+U97+AG97)/(AI97+R97+AJ97))))","v":1.0091892967963247},{"$f":"IF(BG97<1.4,\"1\", IF(BG97<3,\"2\", IF(BG97<9,\"3\", \"4\")))","v":"1"},{"$f":"IF(BG97<1.4,\"ROJO\", IF(BG97<3,\"AMARILLO\", IF(BG97<9,\"VERDE\", \"AZUL\")))","v":"ROJO"},{"$f":"IF(BG97<1.4,\"Déficit\", IF(BG97<3,\"Equilibrio\", IF(BG97<9,\"Disponibilidad\", \"Abundante\")))","v":"Déficit"},{"$f":"IF(I97+U97+AG97<=0,0,I97+U97+AG97)","v":95.637698519999987},{"$f":"IF(D97=\"MAR\",AI97+R97,IF(D97=\"Cerrada\",AI97+R97,AI97+R97+AJ97))","v":94.766857737792321},{"$f":"BK97/BL97","v":1.0091892967963247},0.87084078220766514]
[null,null,null,null,null,null,null,null,null,null,null,null,null,null,null,null,null,null,null,null,{"$f":"IF(U99=0,\"\",U99/(SUM($U99:$AG99)))","v":0.41203846332171185},0.25423283617225945,0.22651948580206041,0.10720921470396823,"","","","","","","","","",0.99999999999999989,null,null,null,null,null,{"$f":"IF(U98=0,\"\",U98)","v":0.41203846332171185},0.25423283617225945,0.22651948580206041,0.10720921470396823,"","","","","","","","","",0.99999999999999989]
["F",{"$f":"A99","v":"F"},{"$f":"A99","v":"F"},"J",null,null,null,{"$f":"C15","v":112.771},{"$f":"T93+T95+T97","v":201.61670981938937},{"$f":"J15","v":0},{"$f":"+I15","v":28.520282016999996},342.90799183638939,{"$f":"+H15","v":91.84787663000003},{"$f":"+L15","v":0},{"$f":"+K15","v":0},91.84787663000003,91.84787663000003,{"$f":"+M15","v":0},{"$f":"L99-Q99-R99","v":251.06011520638936},{"$f":"IF(S99<0,0,S99)","v":251.06011520638936},{"$f":"K99+H99","v":141.29128201699999},{"$f":"T93","v":87.178471310699265},{"$f":"T95","v":77.675341988196053},{"$f":"T97","v":36.762896520494053},null,null,null,null,null,null,null,null,{"$f":"J99","v":0},342.90799183638939,{"$f":"+Q99","v":91.84787663000003},{"$f":"(AI107+R107+AJ107)*V106","v":242.93729866853599},{"$f":"(AI99+R99+AJ99)*U98","v":137.94436917289872},{"$f":"IF(AG99>0,(AI99+R99+AJ99)*AG98,\"\")","v":""},{"$f":"SUM(AI99:AK99)","v":472.72954447143479},{"$f":"IF(AN98=\"\",\"\",$AM99*AN98)","v":194.78275507078283},120.18337283339312,107.08245333711166,50.68096323014715,"","","","","","","","","",472.72954447143474,{"$f":"+U99","v":141.29128201699999},{"$f":"IF(D99=\"MAR\",IF((BB99-AJ99)<0,0,BB99-AJ99),IF(D99=\"Cerrada\",IF((BB99-AJ99)<0,0,BB99-AJ99),IF((BB99-AK99)<0,0,BB99-AK99)))","v":3.3469128441012685},{"$f":"IF(AG99=0,\"\",IF(AG99-AL99<0,0,AG99-AL99))","v":""},{"$f":"IF(D99=\"MAR\",0,IF(D99=\"Cerrada\",0,AJ99))","v":242.93729866853599},{"$f":"IF(T99-BE99<0,0,T99-BE99)","v":8.1228165378533674},{"$f":"IF(D99=\"MAR\",IF(AI99+R99+AJ99=0,\"Infinito\",(I99+U99+AG99)/(AI99+R99)),IF(D99=\"Cerrada\",IF(AI99+R99+AJ99=0,\"Infinito\",(I99+U99+AG99)/(AI99+R99)),IF(AI99+R99+AJ99=0,\"Infinito\",(I99+U99+AG99)/(AI99+R99+AJ99))))","v":1.0242627724797251},{"$f":"IF(BG99<1.4,\"1\", IF(BG99<3,\"2\", IF(BG99<9,\"3\", \"4\")))","v":"1"},{"$f":"IF(BG99<1.4,\"ROJO\", IF(BG99<3,\"AMARILLO\", IF(BG99<9,\"VERDE\", \"AZUL\")))","v":"ROJO"},{"$f":"IF(BG99<1.4,\"Déficit\", IF(BG99<3,\"Equilibrio\", IF(BG99<9,\"Disponibilidad\", \"Abundante\")))","v":"Déficit"},{"$f":"IF(I99+U99+AG99<=0,0,I99+U99+AG99)","v":342.90799183638933},{"$f":"IF(D99=\"MAR\",AI99+R99,IF(D99=\"Cerrada\",AI99+R99,AI99+R99+AJ99))","v":334.78517529853605},{"$f":"BK99/BL99","v":1.0242627724797251},3.3469128441012685]
[null,null,null,null,null,null,null,null,null,null,null,null,null,null,null,null,null,null,null,null,{"$f":"IF(U101=0,\"\",U101/(SUM($U101:$AG101)))","v":1},"","","","","","","","","","","","",1,null,null,null,null,null,{"$f":"IF(U100=0,\"\",U100)","v":1},"","","","","","","","","","","","",1]
["G",{"$f":"A101","v":"G"},{"$f":"A101","v":"G"},"J",null,null,null,{"$f":"C16","v":64.349999999999994},null,{"$f":"J16","v":0},{"$f":"+I16","v":7.1003236500000009},71.450323650000001,{"$f":"+H16","v":35.489626999999999},{"$f":"+L16","v":5.7617678884143526},{"$f":"+K16","v":0},41.251394888414353,41.251394888414353,{"$f":"+M16","v":1.5202640692640694},{"$f":"L101-Q101-R101","v":28.678664692321579},{"$f":"IF(S101<0,0,S101)","v":28.678664692321579},{"$f":"K101+H101","v":71.450323650000001},null,null,null,null,null,null,null,null,null,null,null,{"$f":"J101","v":0},71.450323650000001,{"$f":"+Q101","v":41.251394888414353},{"$f":"(AI107+R107+AJ107)*W106","v":27.750793167787155},{"$f":"AI101+R101+AJ101","v":70.522452125465577},{"$f":"IF(AG101>0,(AI101+R101+AJ101)*AG100,\"\")","v":""},{"$f":"SUM(AI101:AK101)","v":139.52464018166708},{"$f":"IF(AN100=\"\",\"\",$AM101*AN100)","v":139.52464018166708},"","","","","","","","","","","","",139.52464018166708,{"$f":"+U101","v":71.450323650000001},{"$f":"IF(D101=\"MAR\",IF((BB101-AJ101)<0,0,BB101-AJ101),IF(D101=\"Cerrada\",IF((BB101-AJ101)<0,0,BB101-AJ101),IF((BB101-AK101)<0,0,BB101-AK101)))","v":0.92787152453442445},{"$f":"IF(AG101=0,\"\",IF(AG101-AL101<0,0,AG101-AL101))","v":""},{"$f":"IF(D101=\"MAR\",0,IF(D101=\"Cerrada\",0,AJ101))","v":27.750793167787155},{"$f":"IF(T101-BE101<0,0,T101-BE101)","v":0.92787152453442445},{"$f":"IF(D101=\"MAR\",IF(AI101+R101+AJ101=0,\"Infinito\",(I101+U101+AG101)/(AI101+R101)),IF(D101=\"Cerrada\",IF(AI101+R101+AJ101=0,\"Infinito\",(I101+U101+AG101)/(AI101+R101)),IF(AI101+R101+AJ101=0,\"Infinito\",(I101+U101+AG101)/(AI101+R101+AJ101))))","v":1.0131571080779163},{"$f":"IF(BG101<1.4,\"1\", IF(BG101<3,\"2\", IF(BG101<9,\"3\", \"4\")))","v":"1"},{"$f":"IF(BG101<1.4,\"ROJO\", IF(BG101<3,\"AMARILLO\", IF(BG101<9,\"VERDE\", \"AZUL\")))","v":"ROJO"},{"$f":"IF(BG101<1.4,\"Déficit\", IF(BG101<3,\"Equilibrio\", IF(BG101<9,\"Disponibilidad\", \"Abundante\")))","v":"Déficit"},{"$f":"IF(I101+U101+AG101<=0,0,I101+U101+AG101)","v":71.450323650000001},{"$f":"IF(D101=\"MAR\",AI101+R101,IF(D101=\"Cerrada\",AI101+R101,AI101+R101+AJ101))","v":70.522452125465577},{"$f":"BK101/BL101","v":1.0131571080779163},0.92787152453442445]
[null,null,null,null,null,null,null,null,null,null,null,null,null,null,null,null,null,null,null,null,{"$f":"IF(U103=0,\"\",U103/(SUM($U103:$AG103)))","v":1},"","","","","","","","","","","","",1,null,null,null,null,null,{"$f":"IF(U102=0,\"\",U102)","v":1},"","","","","","","","","","","","",1]
["H",{"$f":"A103","v":"H"},{"$f":"A103","v":"H"},"J",null,null,null,{"$f":"C17","v":36.667000000000002},null,{"$f":"J17","v":0},{"$f":"+I17","v":3.102332767},39.769332767000002,{"$f":"+H17","v":15.087948779999998},{"$f":"+L17","v":0},{"$f":"+K17","v":0},15.087948779999998,15.087948779999998,{"$f":"+M17","v":0},{"$f":"L103-Q103-R103","v":24.681383987000004},{"$f":"IF(S103<0,0,S103)","v":24.681383987000004},{"$f":"K103+H103","v":39.769332767000002},null,null,null,null,null,null,null,null,null,null,null,{"$f":"J103","v":0},39.769332767000002,{"$f":"+Q103","v":15.087948779999998},{"$f":"(AI107+R107+AJ107)*X106","v":23.882840762155617},{"$f":"AI103+R103+AJ103","v":38.970789542155615},{"$f":"IF(AG103>0,(AI103+R103+AJ103)*AG102,\"\")","v":""},{"$f":"SUM(AI103:AK103)","v":77.941579084311229},{"$f":"IF(AN102=\"\",\"\",$AM103*AN102)","v":77.941579084311229},"","","","","","","","","","","","",77.941579084311229,{"$f":"+U103","v":39.769332767000002},{"$f":"IF(D103=\"MAR\",IF((BB103-AJ103)<0,0,BB103-AJ103),IF(D103=\"Cerrada\",IF((BB103-AJ103)<0,0,BB103-AJ103),IF((BB103-AK103)<0,0,BB103-AK103)))","v":0.79854322484438711},{"$f":"IF(AG103=0,\"\",IF(AG103-AL103<0,0,AG103-AL103))","v":""},{"$f":"IF(D103=\"MAR\",0,IF(D103=\"Cerrada\",0,AJ103))","v":23.882840762155617},{"$f":"IF(T103-BE103<0,0,T103-BE103)","v":0.79854322484438711},{"$f":"IF(D103=\"MAR\",IF(AI103+R103+AJ103=0,\"Infinito\",(I103+U103+AG103)/(AI103+R103)),IF(D103=\"Cerrada\",IF(AI103+R103+AJ103=0,\"Infinito\",(I103+U103+AG103)/(AI103+R103)),IF(AI103+R103+AJ103=0,\"Infinito\",(I103+U103+AG103)/(AI103+R103+AJ103))))","v":1.0204908146390153},{"$f":"IF(BG103<1.4,\"1\", IF(BG103<3,\"2\", IF(BG103<9,\"3\", \"4\")))","v":"1"},{"$f":"IF(BG103<1.4,\"ROJO\", IF(BG103<3,\"AMARILLO\", IF(BG103<9,\"VERDE\", \"AZUL\")))","v":"ROJO"},{"$f":"IF(BG103<1.4,\"Déficit\", IF(BG103<3,\"Equilibrio\", IF(BG103<9,\"Disponibilidad\", \"Abundante\")))","v":"Déficit"},{"$f":"IF(I103+U103+AG103<=0,0,I103+U103+AG103)","v":39.769332767000002},{"$f":"IF(D103=\"MAR\",AI103+R103,IF(D103=\"Cerrada\",AI103+R103,AI103+R103+AJ103))","v":38.970789542155615},{"$f":"BK103/BL103","v":1.0204908146390153},0.79854322484438711]
[null,null,null,null,null,null,null,null,null,null,null,null,null,null,null,null,null,null,null,null,{"$f":"IF(U105=0,\"\",U105/(SUM($U105:$AG105)))","v":1},"","","","","","","","","","","","",1,null,null,null,null,null,{"$f":"IF(U104=0,\"\",U104)","v":1},"","","","","","","","","","","","",1]
["I",{"$f":"A105","v":"I"},{"$f":"A105","v":"I"},"J",null,null,null,{"$f":"C18","v":15.534000000000001},null,{"$f":"J18","v":0},{"$f":"+I18","v":2.3937466500000004E-2},15.5579374665,{"$f":"+H18","v":0.13323111000000001},{"$f":"+L18","v":0},{"$f":"+K18","v":0},0.13323111000000001,0.13323111000000001,{"$f":"+M18","v":0},{"$f":"L105-Q105-R105","v":15.4247063565},{"$f":"IF(S105<0,0,S105)","v":15.4247063565},{"$f":"K105+H105","v":15.5579374665},null,null,null,null,null,null,null,null,null,null,null,{"$f":"J105","v":0},15.5579374665,{"$f":"+Q105","v":0.13323111000000001},{"$f":"(AI107+R107+AJ107)*Y106","v":14.92565432754227},{"$f":"AI105+R105+AJ105","v":15.058885437542271},{"$f":"IF(AG105>0,(AI105+R105+AJ105)*AG104,\"\")","v":""},{"$f":"SUM(AI105:AK105)","v":30.117770875084542},{"$f":"IF(AN104=\"\",\"\",$AM105*AN104)","v":30.117770875084542},"","","","","","","","","","","","",30.117770875084542,{"$f":"+U105","v":15.5579374665},{"$f":"IF(D105=\"MAR\",IF((BB105-AJ105)<0,0,BB105-AJ105),IF(D105=\"Cerrada\",IF((BB105-AJ105)<0,0,BB105-AJ105),IF((BB105-AK105)<0,0,BB105-AK105)))","v":0.49905202895772938},{"$f":"IF(AG105=0,\"\",IF(AG105-AL105<0,0,AG105-AL105))","v":""},{"$f":"IF(D105=\"MAR\",0,IF(D105=\"Cerrada\",0,AJ105))","v":14.92565432754227},{"$f":"IF(T105-BE105<0,0,T105-BE105)","v":0.49905202895772938},{"$f":"IF(D105=\"MAR\",IF(AI105+R105+AJ105=0,\"Infinito\",(I105+U105+AG105)/(AI105+R105)),IF(D105=\"Cerrada\",IF(AI105+R105+AJ105=0,\"Infinito\",(I105+U105+AG105)/(AI105+R105)),IF(AI105+R105+AJ105=0,\"Infinito\",(I105+U105+AG105)/(AI105+R105+AJ105))))","v":1.0331400375564035},{"$f":"IF(BG105<1.4,\"1\", IF(BG105<3,\"2\", IF(BG105<9,\"3\", \"4\")))","v":"1"},{"$f":"IF(BG105<1.4,\"ROJO\", IF(BG105<3,\"AMARILLO\", IF(BG105<9,\"VERDE\", \"AZUL\")))","v":"ROJO"},{"$f":"IF(BG105<1.4,\"Déficit\", IF(BG105<3,\"Equilibrio\", IF(BG105<9,\"Disponibilidad\", \"Abundante\")))","v":"Déficit"},{"$f":"IF(I105+U105+AG105<=0,0,I105+U105+AG105)","v":15.5579374665},{"$f":"IF(D105=\"MAR\",AI105+R105,IF(D105=\"Cerrada\",AI105+R105,AI105+R105+AJ105))","v":15.058885437542271},{"$f":"BK105/BL105","v":1.0331400375564035},0.49905202895772938]
[null,null,null,null,null,null,null,null,null,null,null,null,null,null,null,null,null,null,null,null,{"$f":"IF(U107=0,\"\",U107/(SUM($U107:$AG107)))","v":0.8755692296099965},9.7671110140603548E-2,1.1156997261578143E-2,9.6019161459998236E-3,6.0007468418218834E-3,"","","","","","","","",0.99999999999999989,null,null,null,null,null,null,{"$f":"IF(V106=0,\"\",V106)","v":9.7671110140603548E-2},1.1156997261578143E-2,9.6019161459998236E-3,6.0007468418218834E-3,"","","","","","","",""]
["J",{"$f":"A107","v":"J"},{"$f":"A107","v":"J"},"K",null,null,null,{"$f":"C19","v":2245.0540000000001},{"$f":"T99+T101+T103+T105","v":319.84487024221096},{"$f":"J19","v":0},{"$f":"+I19","v":5.5655674504999411},2570.4644376927113,{"$f":"+H19","v":2029.82217044},{"$f":"+L19","v":0},{"$f":"+K19","v":0},2029.82217044,2029.82217044,{"$f":"+M19","v":0},{"$f":"L107-Q107-R107","v":540.64226725271124},{"$f":"IF(S107<0,0,S107)","v":540.64226725271124},{"$f":"K107+H107","v":2250.6195674505002},{"$f":"T99","v":251.06011520638936},{"$f":"T101","v":28.678664692321579},{"$f":"T103","v":24.681383987000004},{"$f":"T105","v":15.4247063565},null,null,null,null,null,null,null,{"$f":"J107","v":0},2570.4644376927113,{"$f":"+Q107","v":2029.82217044},{"$f":"(AI109+R109+AJ109)*V108","v":457.47728094140513},{"$f":"(AI107+R107+AJ107)*U106","v":2177.8028644553838},{"$f":"IF(AG107>0,(AI107+R107+AJ107)*AG106,\"\")","v":""},{"$f":"SUM(AI107:AK107)","v":4665.1023158367889},{"$f":"IF(AN106=\"\",\"\",$AM107*AN106)","v":""},455.64572210727971,52.048533762772905,44.793921249174431,27.994097988533564,"","","","","","","","",{"$f":"SUM(AN107:AZ107)","v":580.48227510776064},{"$f":"+U107","v":2250.6195674505002},{"$f":"IF(D107=\"MAR\",IF((BB107-AJ107)<0,0,BB107-AJ107),IF(D107=\"Cerrada\",IF((BB107-AJ107)<0,0,BB107-AJ107),IF((BB107-AK107)<0,0,BB107-AK107)))","v":72.81670299511643},{"$f":"IF(AG107=0,\"\",IF(AG107-AL107<0,0,AG107-AL107))","v":""},{"$f":"IF(D107=\"MAR\",0,IF(D107=\"Cerrada\",0,AJ107))","v":457.47728094140513},{"$f":"IF(T107-BE107<0,0,T107-BE107)","v":83.164986311306109},{"$f":"IF(D107=\"MAR\",IF(AI107+R107+AJ107=0,\"Infinito\",(I107+U107+AG107)/(AI107+R107)),IF(D107=\"Cerrada\",IF(AI107+R107+AJ107=0,\"Infinito\",(I107+U107+AG107)/(AI107+R107)),IF(AI107+R107+AJ107=0,\"Infinito\",(I107+U107+AG107)/(AI107+R107+AJ107))))","v":1.0334358560104686},{"$f":"IF(BG107<1.4,\"1\", IF(BG107<3,\"2\", IF(BG107<9,\"3\", \"4\")))","v":"1"},{"$f":"IF(BG107<1.4,\"ROJO\", IF(BG107<3,\"AMARILLO\", IF(BG107<9,\"VERDE\", \"AZUL\")))","v":"ROJO"},{"$f":"IF(BG107<1.4,\"Déficit\", IF(BG107<3,\"Equilibrio\", IF(BG107<9,\"Disponibilidad\", \"Abundante\")))","v":"Déficit"},{"$f":"IF(I107+U107+AG107<=0,0,I107+U107+AG107)","v":2570.4644376927113},{"$f":"IF(D107=\"MAR\",AI107+R107,IF(D107=\"Cerrada\",AI107+R107,AI107+R107+AJ107))","v":2487.2994513814051},{"$f":"BK107/BL107","v":1.0334358560104686},72.81670299511643]
[null,null,null,null,null,null,null,null,null,null,null,null,null,null,null,null,null,null,null,null,{"$f":"IF(U109=0,\"\",U109/(SUM($U109:$AG109)))","v":0.80583736810000861},0.19416263189999136,"","","","","","","","","","","",1,null,0,null,null,null,null,{"$f":"IF(V108=0,\"\",V108)","v":0.19416263189999136},"","","","","","","","","","",""]
["K",{"$f":"A109","v":"K"},{"$f":"A109","v":"K"},"MAR",null,null,null,{"$f":"C20","v":269.66300000000001},{"$f":"T107","v":540.64226725271124},{"$f":"J20","v":0},{"$f":"+I20","v":1974.1762880405001},2784.4815552932114,{"$f":"+H20","v":59.495128640000004},{"$f":"+L20","v":0},{"$f":"+K20","v":0},59.495128640000004,59.495128640000004,{"$f":"+M18","v":0},{"$f":"L109-Q109-R109","v":2724.9864266532113},{"$f":"IF(S109<0,0,S109)","v":2724.9864266532113},{"$f":"K109+H109","v":2243.8392880404999},{"$f":"T107","v":540.64226725271124},null,null,null,null,null,null,null,null,null,null,{"$f":"J109","v":0},2784.4815552932114,{"$f":"+Q109","v":59.495128640000004},2296.66,{"$f":"(AI109+R109+AJ109)*U108","v":1898.6778476985949},{"$f":"IF(AG109>0,(AI109+R109+AJ109)*AG108,\"\")","v":""},{"$f":"SUM(AI109:AK109)","v":4254.8329763385946},{"$f":"IF(AN108=\"\",\"\",$AM109*AN108)","v":""},826.12956898077516,"","","","","","","","","","","",{"$f":"SUM(AN109:AZ109)","v":826.12956898077516},{"$f":"+U109","v":2243.8392880404999},{"$f":"BB109-AK109","v":345.16144034190506},{"$f":"IF(AG109=0,\"\",IF(AG109-AL109<0,0,AG109-AL109))","v":""},{"$f":"AJ109","v":2296.66},{"$f":"IF(T109-BE109<0,0,T109-BE109)","v":428.32642665321146},{"$f":"IF(D109=\"MAR\",IF(AI109+R109+AJ109=0,\"Infinito\",(I109+U109+AG109)/(AI109+R109)),IF(D109=\"Cerrada\",IF(AI109+R109+AJ109=0,\"Infinito\",(I109+U109+AG109)/(AI109+R109)),IF(AI109+R109+AJ109=0,\"Infinito\",(I109+U109+AG109)/(AI109+R109+AJ109))))","v":46.801841074113376},{"$f":"IF(BG109<1.4,\"1\", IF(BG109<3,\"2\", IF(BG109<9,\"3\", \"4\")))","v":"4"},{"$f":"IF(BG109<1.4,\"ROJO\", IF(BG109<3,\"AMARILLO\", IF(BG109<9,\"VERDE\", \"AZUL\")))","v":"AZUL"},{"$f":"IF(BG109<1.4,\"Déficit\", IF(BG109<3,\"Equilibrio\", IF(BG109<9,\"Disponibilidad\", \"Abundante\")))","v":"Abundante"},{"$f":"IF(I109+U109+AG109<=0,0,I109+U109+AG109)","v":2784.4815552932114},{"$f":"IF(D109=\"MAR\",AI109+R109,IF(D109=\"Cerrada\",AI109+R109,AI109+R109+AJ109))","v":59.495128640000004},{"$f":"BK109/BL109","v":46.801841074113376},{"$f":"SUM(BC109:BD109)","v":345.16144034190506}]
[]
[]
[{"$f":"#REF!","v":{"$error":"#REF!"}}]
["No LINEA","CUENCA O REGION","CONEXION",null,null,null,null,"OFERTA  POTENCIAL",null,null,null,null,"DEMANDA CONSUNTIVA",null,null,null,null,null,null,null,"OFERTA REAL",null,null,null,null,null,null,null,null,null,null,null,null,null,"EXTRACC Y VOLS RESERV PARA A ABAJO",null,null,null,null,null,null,null,null,null,null,null,null,null,null,null,null,null,null,"POR CUENCA PROPIA",null,null,"A LA SAL. DEL C PRINCIPAL",null,"DISPONIBILIDAD RELATIVA",null,null,null,"OFERTA - DEMANDA"]
[null,"HIDROLOGICA","DE ","HACIA",null,null,null,"Cp","Cp A Arriba","Im","R","TOTAL","Uc","Ev","Ex","TOTAL","TOTAL ACUM.","Dv","Ab","Ab","Cp","Ar1","Ar2","Ar3","Ar4","Ar5","Ar6","Ar7","Ar8","Ar9","Ar10","Ar11","Im","TOTAL","Uc","Re1","Re2","RImp","TOTAL","para Cp","para Ar1","para Ar2","para Ar3","para Ar4","para Ar5","para Ar6","para Ar7","para Ar8","para Ar9","para Ar10","para Ar11","para Im","TOTAL","RESERVADO","DISPONIBLE","DImp","RESERVADO","DISPONIBLE","INDICE","CLAVE","COLOR",null,"OFERTA","DEMANDA","Indice"]
["Cuenca Río Matape"]
[null,null,null,null,null,null,null,null,null,null,null,null,null,null,null,null,null,null,null,null,{"$f":"IF(U117=0,\"\",U117/(SUM($U117:$AG117)))","v":1},"","","","","","","","","","","","",{"$f":"SUM(U116:AG116)","v":1},null,null,null,null,null,{"$f":"IF(U116=0,\"\",U116)","v":1},{"$f":"IF(V116=0,\"\",V116)","v":""},{"$f":"IF(W116=0,\"\",W116)","v":""},{"$f":"IF(X116=0,\"\",X116)","v":""},{"$f":"IF(Y116=0,\"\",Y116)","v":""},"","","","","","",{"$f":"IF(AF116=0,\"\",AF116)","v":""},{"$f":"IF(AG116=0,\"\",AG116)","v":""},{"$f":"SUM(AN116:AZ116)","v":1}]
["A",{"$f":"A117","v":"A"},{"$f":"A117","v":"A"},"B",null,null,null,{"$f":"$C$23","v":1004.131},null,{"$f":"$J$23","v":0},{"$f":"$I$23","v":0},{"$f":"SUM(H117:K117)","v":1004.131},{"$f":"$H$23","v":3.7167035500000019},{"$f":"$L$23","v":0},{"$f":"$K$23","v":327.7},{"$f":"SUM(M117:O117)","v":331.41670354999997},{"$f":"+P117","v":331.41670354999997},{"$f":"$M$23","v":0},{"$f":"L117-Q117-R117","v":672.71429645000001},{"$f":"IF(S117<0,0,S117)","v":672.71429645000001},{"$f":"K117+H117","v":1004.131},null,null,null,null,null,null,null,null,null,null,null,{"$f":"J117","v":0},{"$f":"SUM(U117:AG117)","v":1004.131},{"$f":"+Q117","v":331.41670354999997},{"$f":"(AI119+R119+AJ119)*V118","v":271.15613217769646},{"$f":"AI117+R117+AJ117","v":602.57283572769643},{"$f":"IF(AG117>0,(AI117+R117+AJ117)*AG116,\"\")","v":""},{"$f":"SUM(AI117:AK117)","v":1205.1456714553929},{"$f":"IF(AN116=\"\",\"\",$AM117*AN116)","v":1205.1456714553929},"","","","","","","","","","","","",{"$f":"SUM(AN117:AZ117)","v":1205.1456714553929},{"$f":"+U117","v":1004.131},{"$f":"IF(D117=\"MAR\",IF((BB117-AJ117)<0,0,BB117-AJ117),IF(D117=\"Cerrada\",IF((BB117-AJ117)<0,0,BB117-AJ117),IF((BB117-AK117)<0,0,BB117-AK117)))","v":401.55816427230354},{"$f":"IF(AG117=0,\"\",IF(AG117-AL117<0,0,AG117-AL117))","v":""},{"$f":"IF(D117=\"MAR\",0,IF(D117=\"Cerrada\",0,AJ117))","v":271.15613217769646},{"$f":"IF(T117-BE117<0,0,T117-BE117)","v":401.55816427230354},{"$f":"IF(D117=\"MAR\",IF(AI117+R117+AJ117=0,\"Infinito\",(I117+U117+AG117)/(AI117+R117)),IF(D117=\"Cerrada\",IF(AI117+R117+AJ117=0,\"Infinito\",(I117+U117+AG117)/(AI117+R117)),IF(AI117+R117+AJ117=0,\"Infinito\",(I117+U117+AG117)/(AI117+R117+AJ117))))","v":1.6664060184315515},{"$f":"IF(BG117<1.4,\"1\", IF(BG117<3,\"2\", IF(BG117<9,\"3\", \"4\")))","v":"2"},{"$f":"IF(BG117<1.4,\"ROJO\", IF(BG117<3,\"AMARILLO\", IF(BG117<9,\"VERDE\", \"AZUL\")))","v":"AMARILLO"},{"$f":"IF(BG117<1.4,\"Déficit\", IF(BG117<3,\"Equilibrio\", IF(BG117<9,\"Disponibilidad\", \"Abundante\")))","v":"Equilibrio"},{"$f":"I117+U117+AG117","v":1004.131},{"$f":"IF(D117=\"MAR\",AI117+R117,IF(D117=\"Cerrada\",AI117+R117,AI117+R117+AJ117))","v":602.57283572769643},{"$f":"BK117/BL117","v":1.6664060184315515},{"$f":"SUM(BC117:BD117)","v":401.55816427230354}]
[null,null,null,null,null,null,null,null,null,null,null,null,null,null,null,null,null,null,null,null,{"$f":"IF(U119=0,\"\",U119/(SUM($U119:$AG119)))","v":6.8810599624976945E-2},0.62616500439654521,"","","","","","","","","","",0.30502439597847775,{"$f":"SUM(U118:AG118)","v":0.99999999999999989},null,0,null,null,null,{"$f":"IF(U118=0,\"\",U118)","v":6.8810599624976945E-2},0.62616500439654521,"","","","","","","","","","",0.30502439597847775,{"$f":"SUM(AN118:AZ118)","v":0.99999999999999989}]
["B",{"$f":"A119","v":"B"},{"$f":"A119","v":"B"},"MAR",null,null,null,{"$f":"$C$24","v":73.926000000000002},{"$f":"T117","v":672.71429645000001},{"$f":"$J$24","v":327.7},{"$f":"$I$24","v":0},{"$f":"SUM(H119:K119)","v":1074.3402964500001},{"$f":"$H$24","v":420.04261700000001},{"$f":"$L$24","v":0},{"$f":"$K$24","v":0},{"$f":"SUM(M119:O119)","v":420.04261700000001},{"$f":"+P119","v":420.04261700000001},{"$f":"$M$24","v":0},{"$f":"L119-Q119-R119","v":654.29767945000003},{"$f":"IF(S119<0,0,S119)","v":654.29767945000003},{"$f":"K119+H119","v":73.926000000000002},{"$f":"T117","v":672.71429645000001},null,null,null,null,null,null,null,null,null,null,{"$f":"J119","v":327.7},{"$f":"SUM(U119:AG119)","v":1074.3402964500001},{"$f":"+Q119","v":420.04261700000001},13,{"$f":"(AI119+R119+AJ119)*U118","v":29.797922138939235},{"$f":"IF(AG119>0,(AI119+R119+AJ119)*AG118,\"\")","v":132.08856268336427},{"$f":"SUM(AI119:AK119)","v":462.84053913893922},{"$f":"IF(AN118=\"\",\"\",$AM119*AN118)","v":31.848335028898017},289.81454822483323,"","","","","","","","","","",141.17765588520791,{"$f":"SUM(AN119:AZ119)","v":462.84053913893916},{"$f":"+U119","v":73.926000000000002},{"$f":"BB119-AK119","v":44.128077861060767},{"$f":"IF(AG119=0,\"\",IF(AG119-AL119<0,0,AG119-AL119))","v":195.61143731663572},{"$f":"AJ119","v":13},{"$f":"IF(T119-BE119<0,0,T119-BE119)","v":641.29767945000003},{"$f":"IF(D119=\"MAR\",IF(AI119+R119+AJ119=0,\"Infinito\",(I119+U119+AG119)/(AI119+R119)),IF(D119=\"Cerrada\",IF(AI119+R119+AJ119=0,\"Infinito\",(I119+U119+AG119)/(AI119+R119)),IF(AI119+R119+AJ119=0,\"Infinito\",(I119+U119+AG119)/(AI119+R119+AJ119))))","v":2.5576935600560744},{"$f":"IF(BG119<1.4,\"1\", IF(BG119<3,\"2\", IF(BG119<9,\"3\", \"4\")))","v":"2"},{"$f":"IF(BG119<1.4,\"ROJO\", IF(BG119<3,\"AMARILLO\", IF(BG119<9,\"VERDE\", \"AZUL\")))","v":"AMARILLO"},{"$f":"IF(BG119<1.4,\"Déficit\", IF(BG119<3,\"Equilibrio\", IF(BG119<9,\"Disponibilidad\", \"Abundante\")))","v":"Equilibrio"},{"$f":"IF(I119+U119+AG119<=0,0,I119+U119+AG119)","v":1074.3402964500001},{"$f":"IF(D119=\"MAR\",AI119+R119,IF(D119=\"Cerrada\",AI119+R119,AI119+R119+AJ119))","v":420.04261700000001},{"$f":"BK119/BL119","v":2.5576935600560744},{"$f":"SUM(BC119:BD119)","v":239.73951517769649}]
[]
[]
[{"$f":"#REF!","v":{"$error":"#REF!"}}]
["No LINEA","CUENCA O REGION","CONEXION",null,null,null,null,"OFERTA  POTENCIAL",null,null,null,null,"DEMANDA CONSUNTIVA",null,null,null,null,null,null,null,"OFERTA REAL",null,null,null,null,null,null,null,null,null,null,null,null,null,"EXTRACC Y VOLS RESERV PARA A ABAJO",null,null,null,null,null,null,null,null,null,null,null,null,null,null,null,null,null,null,"POR CUENCA PROPIA",null,null,"A LA SAL. DEL C PRINCIPAL",null,"DISPONIBILIDAD RELATIVA",null,null,null,"OFERTA - DEMANDA"]
[null,"HIDROLOGICA","DE ","HACIA",null,null,null,"Cp","Cp A Arriba","Im","R","TOTAL","Uc","Ev","Ex","TOTAL","TOTAL ACUM.","Dv","Ab","Ab","Cp","Ar1","Ar2","Ar3","Ar4","Ar5","Ar6","Ar7","Ar8","Ar9","Ar10","Ar11","Im","TOTAL","Uc","Re1","Re2","RImp","TOTAL","para Cp","para Ar1","para Ar2","para Ar3","para Ar4","para Ar5","para Ar6","para Ar7","para Ar8","para Ar9","para Ar10","para Ar11","para Im","TOTAL","RESERVADO","DISPONIBLE","DImp","RESERVADO","DISPONIBLE","INDICE","CLAVE","COLOR",null,"OFERTA","DEMANDA","Indice"]
["Cuenca Río Matape"]
[null,null,null,null,null,null,null,null,null,null,null,null,null,null,null,null,null,null,null,null,{"$f":"IF(U127=0,\"\",U127/(SUM($U127:$AG127)))","v":1},"","","","","","","","","","","","",{"$f":"SUM(U126:AG126)","v":1},null,null,null,null,null,{"$f":"IF(U126=0,\"\",U126)","v":1},"","","","","","","","","","","","",{"$f":"SUM(AN126:AZ126)","v":1}]
["A",{"$f":"A127","v":"A"},{"$f":"A127","v":"A"},"B",null,null,null,{"$f":"$C$21","v":1671.086},null,{"$f":"$J$21","v":0},{"$f":"$I$21","v":0.680895425000001},{"$f":"SUM(H127:K127)","v":1671.766895425},{"$f":"$H$21","v":8.5239362399999994},{"$f":"$L$21","v":0},{"$f":"$K$21","v":0},{"$f":"SUM(M127:O127)","v":8.5239362399999994},{"$f":"+P127","v":8.5239362399999994},{"$f":"$M$21","v":0},{"$f":"L127-Q127-R127","v":1663.242959185},{"$f":"IF(S127<0,0,S127)","v":1663.242959185},{"$f":"K127+H127","v":1671.766895425},null,null,null,null,null,null,null,null,null,null,null,{"$f":"J127","v":0},{"$f":"SUM(U127:AG127)","v":1671.766895425},{"$f":"+Q127","v":8.5239362399999994},{"$f":"(AI129+R129)*V128","v":25.556395140790514},{"$f":"AI127+R127+AJ127","v":34.080331380790511},{"$f":"IF(AG127>0,(AI127+R127+AJ127)*AG126,\"\")","v":""},{"$f":"SUM(AI127:AK127)","v":68.160662761581023},{"$f":"IF(AN126=\"\",\"\",$AM127*AN126)","v":68.160662761581023},"","","","","","","","","","","","",{"$f":"SUM(AN127:AZ127)","v":68.160662761581023},{"$f":"+U127","v":1671.766895425},{"$f":"IF(D127=\"MAR\",IF((BB127-AJ127)<0,0,BB127-AJ127),IF(D127=\"Cerrada\",IF((BB127-AJ127)<0,0,BB127-AJ127),IF((BB127-AK127)<0,0,BB127-AK127)))","v":1637.6865640442095},{"$f":"IF(AG127=0,\"\",IF(AG127-AL127<0,0,AG127-AL127))","v":""},{"$f":"IF(D127=\"MAR\",0,IF(D127=\"Cerrada\",0,AJ127))","v":25.556395140790514},{"$f":"IF(T127-BE127<0,0,T127-BE127)","v":1637.6865640442095},{"$f":"IF(D127=\"MAR\",IF(AI127+R127+AJ127=0,\"Infinito\",(I127+U127+AG127)/(AI127+R127)),IF(D127=\"Cerrada\",IF(AI127+R127+AJ127=0,\"Infinito\",(I127+U127+AG127)/(AI127+R127)),IF(AI127+R127+AJ127=0,\"Infinito\",(I127+U127+AG127)/(AI127+R127+AJ127))))","v":49.053715961438591},{"$f":"IF(BG127<1.4,\"1\", IF(BG127<3,\"2\", IF(BG127<9,\"3\", \"4\")))","v":"4"},{"$f":"IF(BG127<1.4,\"ROJO\", IF(BG127<3,\"AMARILLO\", IF(BG127<9,\"VERDE\", \"AZUL\")))","v":"AZUL"},{"$f":"IF(BG127<1.4,\"Déficit\", IF(BG127<3,\"Equilibrio\", IF(BG127<9,\"Disponibilidad\", \"Abundante\")))","v":"Abundante"},{"$f":"I127+U127+AG127","v":1671.766895425},{"$f":"IF(D127=\"MAR\",AI127+R127,IF(D127=\"Cerrada\",AI127+R127,AI127+R127+AJ127))","v":34.080331380790511},{"$f":"BK127/BL127","v":49.053715961438591},{"$f":"SUM(BC127:BD127)","v":1637.6865640442095}]
[null,null,null,null,null,null,null,null,null,null,null,null,null,null,null,null,null,null,null,null,{"$f":"IF(U129=0,\"\",U129/(SUM($U129:$AG129)))","v":0.10102677663646421},0.8989732233635358,"","","","","","","","","","","",{"$f":"SUM(U128:AG128)","v":1},null,0.32,null,null,null,{"$f":"IF(U128=0,\"\",U128)","v":0.10102677663646421},0.8989732233635358,"","","","","","","","","","","",{"$f":"SUM(AN128:AZ128)","v":1}]
["B",{"$f":"A129","v":"B"},{"$f":"A129","v":"B"},"MAR",null,null,null,{"$f":"$C$22","v":186.91499999999999},{"$f":"T127","v":1663.242959185},{"$f":"$J$22","v":0},{"$f":"$I$22","v":5.5049999999999999E-4},{"$f":"SUM(H129:K129)","v":1850.1585096849999},{"$f":"$H$22","v":28.428427540000001},{"$f":"$L$22","v":0},{"$f":"$K$22","v":0},{"$f":"SUM(M129:O129)","v":28.428427540000001},{"$f":"+P129","v":28.428427540000001},{"$f":"$M$22","v":0},{"$f":"L129-Q129-R129","v":1821.7300821449999},{"$f":"IF(S129<0,0,S129)","v":1821.7300821449999},{"$f":"K129+H129","v":186.91555049999999},{"$f":"T127","v":1663.242959185},null,null,null,null,null,null,null,null,null,null,{"$f":"J129","v":0},{"$f":"SUM(U129:AG129)","v":1850.1585096849999},{"$f":"+Q129","v":28.428427540000001},null,{"$f":"(AI129+R129)*U128","v":2.8720323992094881},{"$f":"IF(AG129>0,(AI129+R129+AK129)*AG128,\"\")","v":""},{"$f":"SUM(AI129:AK129)","v":31.300459939209489},{"$f":"IF(AN128=\"\",\"\",$AM129*AN128)","v":3.1621845748971134},28.138275364312378,"","","","","","","","","","","",{"$f":"SUM(AN129:AZ129)","v":31.300459939209492},{"$f":"+U129","v":186.91555049999999},{"$f":"IF(D129=\"MAR\",IF((BB129-AK129)<0,0,BB129-AK129),IF(D129=\"Cerrada\",IF((BB129-AK129)<0,0,BB129-AK129),IF((BB129-#REF!)<0,0,BB129-#REF!)))","v":184.04351810079049},{"$f":"IF(AG129=0,\"\",IF(AG129-AL129<0,0,AG129-AL129))","v":""},{"$f":"AK129","v":2.8720323992094881},{"$f":"IF(T129-BE129<0,0,T129-BE129)","v":1818.8580497457904},{"$f":"IF(D129=\"MAR\",IF(AI129+R129+AK129=0,\"Infinito\",(I129+U129+AG129)/(AI129+R129)),IF(D129=\"Cerrada\",IF(AI129+R129+AK129=0,\"Infinito\",(I129+U129+AG129)/(AI129+R129)),IF(AI129+R129+AK129=0,\"Infinito\",(I129+U129+AG129)/(AI129+R129+AK129))))","v":65.081282004843516},{"$f":"IF(BG129<1.4,\"1\", IF(BG129<3,\"2\", IF(BG129<9,\"3\", \"4\")))","v":"4"},{"$f":"IF(BG129<1.4,\"ROJO\", IF(BG129<3,\"AMARILLO\", IF(BG129<9,\"VERDE\", \"AZUL\")))","v":"AZUL"},{"$f":"IF(BG129<1.4,\"Déficit\", IF(BG129<3,\"Equilibrio\", IF(BG129<9,\"Disponibilidad\", \"Abundante\")))","v":"Abundante"},{"$f":"IF(I129+U129+AG129<=0,0,I129+U129+AG129)","v":1850.1585096849999},{"$f":"IF(D129=\"MAR\",AI129+R129,IF(D129=\"Cerrada\",AI129+R129,AI129+R129+AK129))","v":28.428427540000001},{"$f":"BK129/BL129","v":65.081282004843516},{"$f":"SUM(BC129:BD129)","v":184.04351810079049}]
[null,null,null,null,null,null,null,null,null,null,null,null,null,null,null,null,null,null,null,null,null,null,null,null,null,null,null,null,null,null,null,null,null,null,null,13.29]
[]
[{"$f":"B36","v":0}]
["No LINEA","CUENCA O REGION","CONEXION",null,null,null,null,"OFERTA  POTENCIAL",null,null,null,null,"DEMANDA CONSUNTIVA",null,null,null,null,null,null,null,"OFERTA REAL",null,null,null,null,null,null,null,null,null,null,null,null,null,"EXTRACC Y VOLS RESERV PARA A ABAJO",null,null,null,null,null,null,null,null,null,null,null,null,null,null,null,null,null,null,"POR CUENCA PROPIA",null,null,"A LA SAL. DEL C PRINCIPAL",null,"DISPONIBILIDAD RELATIVA",null,null,null,"OFERTA - DEMANDA"]
[null,"HIDROLOGICA","DE ","HACIA",null,null,null,"Cp","Cp A Arriba","Im","R","TOTAL","Uc","Ev","Ex","TOTAL","TOTAL ACUM.","Dv","Ab","Ab","Cp","Ar1","Ar2","Ar3","Ar4","Ar5","Ar6","Ar7","Ar8","Ar9","Ar10","Ar11","Im","TOTAL","Uc","Re1","Re2","RImp","TOTAL","para Cp","para Ar1","para Ar2","para Ar3","para Ar4","para Ar5","para Ar6","para Ar7","para Ar8","para Ar9","para Ar10","para Ar11","para Im","TOTAL","RESERVADO","DISPONIBLE","DImp","RESERVADO","DISPONIBLE","INDICE","CLAVE","COLOR",null,"OFERTA","DEMANDA","Indice"]
["Cuenca Río Matape"]
[null,null,null,null,null,null,null,null,null,null,null,null,null,null,null,null,null,null,null,null,{"$f":"IF(U137=0,\"\",U137/(SUM($U137:$AG137)))","v":1},"","","","","","","","","","","","",{"$f":"SUM(U136:AG136)","v":1},null,null,null,null,null,{"$f":"IF(U136=0,\"\",U136)","v":1},"","","","","","","","","","","","",{"$f":"SUM(AN136:AZ136)","v":1}]
["A",{"$f":"A137","v":"A"},{"$f":"A137","v":"A"},"B",null,null,null,{"$f":"$C$8","v":123.131},null,{"$f":"$J$8","v":0},{"$f":"$I$8","v":0},{"$f":"SUM(H137:K137)","v":123.131},{"$f":"$H$8","v":3.0467569999999999},{"$f":"$L$8","v":0},{"$f":"$K$8","v":0},{"$f":"SUM(M137:O137)","v":3.0467569999999999},{"$f":"+P137","v":3.0467569999999999},{"$f":"$M$8","v":0},{"$f":"L137-Q137-R137","v":120.084243},{"$f":"IF(S137<0,0,S137)","v":120.084243},{"$f":"K137+H137","v":123.131},null,null,null,null,null,null,null,null,null,null,null,{"$f":"J137","v":0},{"$f":"SUM(U137:AG137)","v":123.131},{"$f":"+Q137","v":3.0467569999999999},{"$f":"(AI139+R139)*V138","v":1.2971443217589835},{"$f":"AI137+R137+AJ137","v":4.3439013217589837},{"$f":"IF(AG137>0,(AI137+R137+AJ137)*AG136,\"\")","v":""},{"$f":"SUM(AI137:AK137)","v":8.6878026435179674},{"$f":"IF(AN136=\"\",\"\",$AM137*AN136)","v":8.6878026435179674},"","","","","","","","","","","","",{"$f":"SUM(AN137:AZ137)","v":8.6878026435179674},{"$f":"+U137","v":123.131},{"$f":"IF(D137=\"MAR\",IF((BB137-AJ137)<0,0,BB137-AJ137),IF(D137=\"Cerrada\",IF((BB137-AJ137)<0,0,BB137-AJ137),IF((BB137-AK137)<0,0,BB137-AK137)))","v":118.78709867824102},{"$f":"IF(AG137=0,\"\",IF(AG137-AL137<0,0,AG137-AL137))","v":""},{"$f":"IF(D137=\"MAR\",0,IF(D137=\"Cerrada\",0,AJ137))","v":1.2971443217589835},{"$f":"IF(T137-BE137<0,0,T137-BE137)","v":118.78709867824102},{"$f":"IF(D137=\"MAR\",IF(AI137+R137+AJ137=0,\"Infinito\",(I137+U137+AG137)/(AI137+R137)),IF(D137=\"Cerrada\",IF(AI137+R137+AJ137=0,\"Infinito\",(I137+U137+AG137)/(AI137+R137)),IF(AI137+R137+AJ137=0,\"Infinito\",(I137+U137+AG137)/(AI137+R137+AJ137))))","v":28.345717565734283},{"$f":"IF(BG137<1.4,\"1\", IF(BG137<3,\"2\", IF(BG137<9,\"3\", \"4\")))","v":"4"},{"$f":"IF(BG137<1.4,\"ROJO\", IF(BG137<3,\"AMARILLO\", IF(BG137<9,\"VERDE\", \"AZUL\")))","v":"AZUL"},{"$f":"IF(BG137<1.4,\"Déficit\", IF(BG137<3,\"Equilibrio\", IF(BG137<9,\"Disponibilidad\", \"Abundante\")))","v":"Abundante"},{"$f":"I137+U137+AG137","v":123.131},{"$f":"IF(D137=\"MAR\",AI137+R137,IF(D137=\"Cerrada\",AI137+R137,AI137+R137+AJ137))","v":4.3439013217589837},{"$f":"BK137/BL137","v":28.345717565734283},{"$f":"SUM(BC137:BD137)","v":118.78709867824102}]
[null,null,null,null,null,null,null,null,null,null,null,null,null,null,null,null,null,null,null,null,{"$f":"IF(U139=0,\"\",U139/(SUM($U139:$AG139)))","v":0.32750162467329741},0.67249837532670265,"","","","","","","","","","","",{"$f":"SUM(U138:AG138)","v":1},null,null,null,null,null,{"$f":"IF(U138=0,\"\",U138)","v":0.32750162467329741},0.67249837532670265,"","","","","","","","","","","",{"$f":"SUM(AN138:AZ138)","v":1}]
["B",{"$f":"A139","v":"B"},{"$f":"A139","v":"B"},"MAR",null,null,null,{"$f":"$C$9","v":58.473999999999997},{"$f":"T137","v":120.084243},{"$f":"$J$9","v":0},{"$f":"$I$9","v":6.1184999999999998E-3},{"$f":"SUM(H139:K139)","v":178.56436150000002},{"$f":"$H$9","v":1.9288438000000001},{"$f":"$L$9","v":0},{"$f":"$K$9","v":0},{"$f":"SUM(M139:O139)","v":1.9288438000000001},{"$f":"+P139","v":1.9288438000000001},{"$f":"$M$9","v":0},{"$f":"L139-Q139-R139","v":176.63551770000001},{"$f":"IF(S139<0,0,S139)","v":176.63551770000001},{"$f":"K139+H139","v":58.480118499999996},{"$f":"T137","v":120.084243},null,null,null,null,null,null,null,null,null,null,{"$f":"J139","v":0},{"$f":"SUM(U139:AG139)","v":178.56436149999999},{"$f":"+Q139","v":1.9288438000000001},{"$f":"(AI139+R139)*U138","v":0.6316994782410168},null,{"$f":"IF(AG139>0,(AI139+R139+AJ139)*AG138,\"\")","v":""},{"$f":"SUM(AI139:AK139)","v":2.5605432782410169},{"$f":"IF(AN138=\"\",\"\",$AM139*AN138)","v":0.83858208367022402},1.7219611945707929,"","","","","","","","","","","",{"$f":"SUM(AN139:AZ139)","v":2.5605432782410169},{"$f":"+U139","v":58.480118499999996},{"$f":"IF(D139=\"MAR\",IF((BB139-AJ139)<0,0,BB139-AJ139),IF(D139=\"Cerrada\",IF((BB139-AJ139)<0,0,BB139-AJ139),IF((BB139-AK139)<0,0,BB139-AK139)))","v":57.848419021758978},{"$f":"IF(AG139=0,\"\",IF(AG139-AL139<0,0,AG139-AL139))","v":""},{"$f":"IF(D139=\"MAR\",0,IF(D139=\"Cerrada\",0,AJ139))","v":0},{"$f":"IF(T139-BE139<0,0,T139-BE139)","v":176.63551770000001},{"$f":"IF(D139=\"MAR\",IF(AI139+R139+AJ139=0,\"Infinito\",(I139+U139+AG139)/(AI139+R139)),IF(D139=\"Cerrada\",IF(AI139+R139+AJ139=0,\"Infinito\",(I139+U139+AG139)/(AI139+R139)),IF(AI139+R139+AJ139=0,\"Infinito\",(I139+U139+AG139)/(AI139+R139+AJ139))))","v":92.575853731650014},{"$f":"IF(BG139<1.4,\"1\", IF(BG139<3,\"2\", IF(BG139<9,\"3\", \"4\")))","v":"4"},{"$f":"IF(BG139<1.4,\"ROJO\", IF(BG139<3,\"AMARILLO\", IF(BG139<9,\"VERDE\", \"AZUL\")))","v":"AZUL"},{"$f":"IF(BG139<1.4,\"Déficit\", IF(BG139<3,\"Equilibrio\", IF(BG139<9,\"Disponibilidad\", \"Abundante\")))","v":"Abundante"},{"$f":"IF(I139+U139+AG139<=0,0,I139+U139+AG139)","v":178.56436149999999},{"$f":"IF(D139=\"MAR\",AI139+R139,IF(D139=\"Cerrada\",AI139+R139,AI139+R139+AJ139))","v":1.9288438000000001},{"$f":"BK139/BL139","v":92.575853731650014},{"$f":"SUM(BC139:BD139)","v":57.848419021758978}]
[]
[]
[{"$f":"B41","v":0}]
["No LINEA","CUENCA O REGION","CONEXION",null,null,null,null,"OFERTA  POTENCIAL",null,null,null,null,"DEMANDA CONSUNTIVA",null,null,null,null,null,null,null,"OFERTA REAL",null,null,null,null,null,null,null,null,null,null,null,null,null,"EXTRACC Y VOLS RESERV PARA A ABAJO",null,null,null,null,null,null,null,null,null,null,null,null,null,null,null,null,null,null,"POR CUENCA PROPIA",null,null,"A LA SAL. DEL C PRINCIPAL",null,"DISPONIBILIDAD RELATIVA",null,null,null,"OFERTA - DEMANDA"]
[null,"HIDROLOGICA","DE ","HACIA",null,null,null,"Cp","Cp A Arriba","Im","R","TOTAL","Uc","Ev","Ex","TOTAL","TOTAL ACUM.","Dv","Ab","Ab","Cp","Ar1","Ar2","Ar3","Ar4","Ar5","Ar6","Ar7","Ar8","Ar9","Ar10","Ar11","Im","TOTAL","Uc","Re1","Re2","RImp","TOTAL","para Cp","para Ar1","para Ar2","para Ar3","para Ar4","para Ar5","para Ar6","para Ar7","para Ar8","para Ar9","para Ar10","para Ar11","para Im","TOTAL","RESERVADO","DISPONIBLE","DImp","RESERVADO","DISPONIBLE","INDICE","CLAVE","COLOR",null,"OFERTA","DEMANDA","Indice"]
["Cuenca Río Matape"]
[null,null,null,null,null,null,null,null,null,null,null,null,null,null,null,null,null,null,null,null,{"$f":"IF(U147=0,\"\",U147/(SUM($U147:$AG147)))","v":1},"","","","","","","","","","","","",{"$f":"SUM(U146:AG146)","v":1},null,null,null,null,null,{"$f":"IF(U146=0,\"\",U146)","v":1},"","","","","","","","","","","","",{"$f":"SUM(AN146:AZ146)","v":1}]
["A",{"$f":"A147","v":"A"},{"$f":"A147","v":"A"},"B",null,null,null,{"$f":"$C$25","v":1357.01},null,{"$f":"$J$25","v":0},{"$f":"$I$25","v":1.1579712455},{"$f":"SUM(H147:K147)","v":1358.1679712455},{"$f":"$H$25","v":3.2780075700000006},{"$f":"$L$25","v":0},{"$f":"$K$25","v":0},{"$f":"SUM(M147:O147)","v":3.2780075700000006},{"$f":"+P147","v":3.2780075700000006},{"$f":"$M$25","v":0},{"$f":"L147-Q147-R147","v":1354.8899636755},{"$f":"IF(S147<0,0,S147)","v":1354.8899636755},{"$f":"K147+H147","v":1358.1679712455},null,null,null,null,null,null,null,null,null,null,null,{"$f":"J147","v":0},{"$f":"SUM(U147:AG147)","v":1358.1679712455},{"$f":"+Q147","v":3.2780075700000006},{"$f":"(AI149+R149)*V148","v":3.2828246518588058},{"$f":"AI147+R147+AJ147","v":6.5608322218588064},{"$f":"IF(AG147>0,(AI147+R147+AJ147)*AG146,\"\")","v":""},{"$f":"SUM(AI147:AK147)","v":13.121664443717613},{"$f":"IF(AN146=\"\",\"\",$AM147*AN146)","v":13.121664443717613},"","","","","","","","","","","","",{"$f":"SUM(AN147:AZ147)","v":13.121664443717613},{"$f":"+U147","v":1358.1679712455},{"$f":"IF(D147=\"MAR\",IF((BB147-AJ147)<0,0,BB147-AJ147),IF(D147=\"Cerrada\",IF((BB147-AJ147)<0,0,BB147-AJ147),IF((BB147-AK147)<0,0,BB147-AK147)))","v":1351.6071390236411},{"$f":"IF(AG147=0,\"\",IF(AG147-AL147<0,0,AG147-AL147))","v":""},{"$f":"IF(D147=\"MAR\",0,IF(D147=\"Cerrada\",0,AJ147))","v":3.2828246518588058},{"$f":"IF(T147-BE147<0,0,T147-BE147)","v":1351.6071390236411},{"$f":"IF(D147=\"MAR\",IF(AI147+R147+AJ147=0,\"Infinito\",(I147+U147+AG147)/(AI147+R147)),IF(D147=\"Cerrada\",IF(AI147+R147+AJ147=0,\"Infinito\",(I147+U147+AG147)/(AI147+R147)),IF(AI147+R147+AJ147=0,\"Infinito\",(I147+U147+AG147)/(AI147+R147+AJ147))))","v":207.01153837168323},{"$f":"IF(BG147<1.4,\"1\", IF(BG147<3,\"2\", IF(BG147<9,\"3\", \"4\")))","v":"4"},{"$f":"IF(BG147<1.4,\"ROJO\", IF(BG147<3,\"AMARILLO\", IF(BG147<9,\"VERDE\", \"AZUL\")))","v":"AZUL"},{"$f":"IF(BG147<1.4,\"Déficit\", IF(BG147<3,\"Equilibrio\", IF(BG147<9,\"Disponibilidad\", \"Abundante\")))","v":"Abundante"},{"$f":"I147+U147+AG147","v":1358.1679712455},{"$f":"IF(D147=\"MAR\",AI147+R147,IF(D147=\"Cerrada\",AI147+R147,AI147+R147+AJ147))","v":6.5608322218588064},{"$f":"BK147/BL147","v":207.01153837168323},{"$f":"SUM(BC147:BD147)","v":1351.6071390236411}]
[null,null,null,null,null,null,null,null,null,null,null,null,null,null,null,null,null,null,null,null,{"$f":"IF(U149=0,\"\",U149/(SUM($U149:$AG149)))","v":5.603054108217357E-2},0.94396945891782635,"","","","","","","","","","","",{"$f":"SUM(U148:AG148)","v":0.99999999999999989},null,2296.66,null,null,null,{"$f":"IF(U148=0,\"\",U148)","v":5.603054108217357E-2},0.94396945891782635,"","","","","","","","","","","",{"$f":"SUM(AN148:AZ148)","v":0.99999999999999989}]
["B",{"$f":"A149","v":"B"},{"$f":"A149","v":"B"},"MAR",null,null,null,{"$f":"$C$26","v":78.239999999999995},{"$f":"T147","v":1354.8899636755},{"$f":"$J$26","v":0},{"$f":"$I$26","v":2.1812647500000004},{"$f":"SUM(H149:K149)","v":1435.3112284255001},{"$f":"$H$26","v":3.4776810000000005},{"$f":"$L$26","v":0},{"$f":"$K$26","v":0},{"$f":"SUM(M149:O149)","v":3.4776810000000005},{"$f":"+P149","v":3.4776810000000005},{"$f":"$M$26","v":0},{"$f":"L149-Q149-R149","v":1431.8335474255},{"$f":"IF(S149<0,0,S149)","v":1431.8335474255},{"$f":"K149+H149","v":80.421264749999992},{"$f":"T147","v":1354.8899636755},null,null,null,null,null,null,null,null,null,null,{"$f":"J149","v":0},{"$f":"SUM(U149:AG149)","v":1435.3112284255001},{"$f":"+Q149","v":3.4776810000000005},{"$f":"(AI149+R149)*U148","v":0.19485634814119449},null,{"$f":"IF(AG149>0,(AI149+R149+AJ149)*AG148,\"\")","v":""},{"$f":"SUM(AI149:AK149)","v":3.6725373481411951},{"$f":"IF(AN148=\"\",\"\",$AM149*AN148)","v":0.20577425476084202},3.466763093380353,"","","","","","","","","","","",{"$f":"SUM(AN149:AZ149)","v":3.6725373481411951},{"$f":"+U149","v":80.421264749999992},{"$f":"IF(D149=\"MAR\",IF((BB149-AJ149)<0,0,BB149-AJ149),IF(D149=\"Cerrada\",IF((BB149-AJ149)<0,0,BB149-AJ149),IF((BB149-AK149)<0,0,BB149-AK149)))","v":80.226408401858791},{"$f":"IF(AG149=0,\"\",IF(AG149-AL149<0,0,AG149-AL149))","v":""},{"$f":"IF(D149=\"MAR\",0,IF(D149=\"Cerrada\",0,AJ149))","v":0},{"$f":"IF(T149-BE149<0,0,T149-BE149)","v":1431.8335474255},{"$f":"IF(D149=\"MAR\",IF(AI149+R149+AJ149=0,\"Infinito\",(I149+U149+AG149)/(AI149+R149)),IF(D149=\"Cerrada\",IF(AI149+R149+AJ149=0,\"Infinito\",(I149+U149+AG149)/(AI149+R149)),IF(AI149+R149+AJ149=0,\"Infinito\",(I149+U149+AG149)/(AI149+R149+AJ149))))","v":412.72078388601483},{"$f":"IF(BG149<1.4,\"1\", IF(BG149<3,\"2\", IF(BG149<9,\"3\", \"4\")))","v":"4"},{"$f":"IF(BG149<1.4,\"ROJO\", IF(BG149<3,\"AMARILLO\", IF(BG149<9,\"VERDE\", \"AZUL\")))","v":"AZUL"},{"$f":"IF(BG149<1.4,\"Déficit\", IF(BG149<3,\"Equilibrio\", IF(BG149<9,\"Disponibilidad\", \"Abundante\")))","v":"Abundante"},{"$f":"IF(I149+U149+AG149<=0,0,I149+U149+AG149)","v":1435.3112284255001},{"$f":"IF(D149=\"MAR\",AI149+R149,IF(D149=\"Cerrada\",AI149+R149,AI149+R149+AJ149))","v":3.4776810000000005},{"$f":"BK149/BL149","v":412.72078388601483},{"$f":"SUM(BC149:BD149)","v":80.226408401858791}]
[]
[]
["SUBREGION HIDROLOGICA QUE COMPRENDE EL RIO ROSA MORADA"]
["No LINEA","CUENCA O REGION","CONEXION",null,null,null,null,"OFERTA  POTENCIAL",null,null,null,null,"DEMANDA CONSUNTIVA",null,null,null,null,null,null,null,"OFERTA REAL",null,null,null,null,null,null,null,null,null,null,null,null,null,"EXTRACC Y VOLS RESERV PARA A ABAJO",null,null,null,null,null,null,null,null,null,null,null,null,null,null,null,null,null,null,"POR CUENCA PROPIA",null,null,"A LA SAL. DEL C PRINCIPAL",null,"DISPONIBILIDAD RELATIVA",null,null,null,"OFERTA - DEMANDA"]
[null,"HIDROLOGICA","DE ","HACIA",null,null,null,"Cp","Cp A Arriba","Im","R","TOTAL","Uc","Ev","Ex","TOTAL","TOTAL ACUM.","Dv","Ab","Ab","Cp","Ar1","Ar2","Ar3","Ar4","Ar5","Ar6","Ar7","Ar8","Ar9","Ar10","Ar11","Im","TOTAL","Uc","Re1","Re2","RImp","TOTAL","para Cp","para Ar1","para Ar2","para Ar3","para Ar4","para Ar5","para Ar6","para Ar7","para Ar8","para Ar9","para Ar10","para Ar11","para Im","TOTAL","RESERVADO","DISPONIBLE","DImp","RESERVADO","DISPONIBLE","INDICE","CLAVE","COLOR",null,"OFERTA","DEMANDA","Indice"]
["Cuenca Río Matape"]
[null,null,null,null,null,null,null,null,null,null,null,null,null,null,null,null,null,null,null,null,{"$f":"IF(U157=0,\"\",U157/(SUM($U157:$AG157)))","v":1},"","","","","","","","","","","","",{"$f":"SUM(U156:AG156)","v":1},null,null,null,null,null,{"$f":"IF(U156=0,\"\",U156)","v":1},"","","","","","","","","","","","",{"$f":"SUM(AN156:AZ156)","v":1}]
["A",{"$f":"A157","v":"A"},{"$f":"A157","v":"A"},"B",null,null,null,{"$f":"C27","v":80.087000000000003},null,{"$f":"$J$27","v":0},{"$f":"$I$27","v":0.10626425000000002},{"$f":"SUM(H157:K157)","v":80.193264249999999},{"$f":"$H$27","v":0.43721900000000002},{"$f":"$L$27","v":0},{"$f":"$K$27","v":0},{"$f":"SUM(M157:O157)","v":0.43721900000000002},{"$f":"+P157","v":0.43721900000000002},{"$f":"$M$27","v":0},{"$f":"L157-Q157-R157","v":79.75604525},{"$f":"IF(S157<0,0,S157)","v":79.75604525},{"$f":"K157+H157","v":80.193264249999999},null,null,null,null,null,null,null,null,null,null,null,{"$f":"J157","v":0},{"$f":"SUM(U157:AG157)","v":80.193264249999999},{"$f":"+Q157","v":0.43721900000000002},{"$f":"(AI159+R159)*V158","v":4.0494628157783419},{"$f":"AI157+R157+AJ157","v":4.4866818157783417},{"$f":"IF(AG157>0,(AI157+R157+AJ157)*AG156,\"\")","v":""},{"$f":"SUM(AI157:AK157)","v":8.9733636315566834},{"$f":"IF(AN156=\"\",\"\",$AM157*AN156)","v":8.9733636315566834},"","","","","","","","","","","","",{"$f":"SUM(AN157:AZ157)","v":8.9733636315566834},{"$f":"+U157","v":80.193264249999999},{"$f":"IF(D157=\"MAR\",IF((BB157-AJ157)<0,0,BB157-AJ157),IF(D157=\"Cerrada\",IF((BB157-AJ157)<0,0,BB157-AJ157),IF((BB157-AK157)<0,0,BB157-AK157)))","v":75.706582434221659},{"$f":"IF(AG157=0,\"\",IF(AG157-AL157<0,0,AG157-AL157))","v":""},{"$f":"IF(D157=\"MAR\",0,IF(D157=\"Cerrada\",0,AJ157))","v":4.0494628157783419},{"$f":"IF(T157-BE157<0,0,T157-BE157)","v":75.706582434221659},{"$f":"IF(D157=\"MAR\",IF(AI157+R157+AJ157=0,\"Infinito\",(I157+U157+AG157)/(AI157+R157)),IF(D157=\"Cerrada\",IF(AI157+R157+AJ157=0,\"Infinito\",(I157+U157+AG157)/(AI157+R157)),IF(AI157+R157+AJ157=0,\"Infinito\",(I157+U157+AG157)/(AI157+R157+AJ157))))","v":17.87362410411718},{"$f":"IF(BG157<1.4,\"1\", IF(BG157<3,\"2\", IF(BG157<9,\"3\", \"4\")))","v":"4"},{"$f":"IF(BG157<1.4,\"ROJO\", IF(BG157<3,\"AMARILLO\", IF(BG157<9,\"VERDE\", \"AZUL\")))","v":"AZUL"},{"$f":"IF(BG157<1.4,\"Déficit\", IF(BG157<3,\"Equilibrio\", IF(BG157<9,\"Disponibilidad\", \"Abundante\")))","v":"Abundante"},{"$f":"I157+U157+AG157","v":80.193264249999999},{"$f":"IF(D157=\"MAR\",AI157+R157,IF(D157=\"Cerrada\",AI157+R157,AI157+R157+AJ157))","v":4.4866818157783417},{"$f":"BK157/BL157","v":17.87362410411718},{"$f":"SUM(BC157:BD157)","v":75.706582434221659}]
[null,null,null,null,null,null,null,null,null,null,null,null,null,null,null,null,null,null,null,null,{"$f":"IF(U159=0,\"\",U159/(SUM($U159:$AG159)))","v":0.47175927597815709},0.52824072402184297,"","","","","","","","","","","",{"$f":"SUM(U158:AG158)","v":1},null,13,null,null,null,{"$f":"IF(U158=0,\"\",U158)","v":0.47175927597815709},0.52824072402184297,"","","","","","","","","","","",{"$f":"SUM(AN158:AZ158)","v":1}]
["B",{"$f":"A159","v":"B"},{"$f":"A159","v":"B"},"MAR",null,null,null,{"$f":"C28","v":66.5},{"$f":"T157","v":79.75604525},{"$f":"$J$28","v":0},{"$f":"$I$28","v":4.7282344980000008},{"$f":"SUM(H159:K159)","v":150.98427974800001},{"$f":"$H$28","v":7.6659421200000004},{"$f":"$L$28","v":0},{"$f":"$K$28","v":0},{"$f":"SUM(M159:O159)","v":7.6659421200000004},{"$f":"+P159","v":7.6659421200000004},{"$f":"$M$28","v":0},{"$f":"L159-Q159-R159","v":143.31833762799999},{"$f":"IF(S159<0,0,S159)","v":143.31833762799999},{"$f":"K159+H159","v":71.228234498000006},{"$f":"T157","v":79.75604525},null,null,null,null,null,null,null,null,null,null,{"$f":"J159","v":0},{"$f":"SUM(U159:AG159)","v":150.98427974800001},{"$f":"+Q159","v":7.6659421200000004},{"$f":"(AI159+R159)*U158","v":3.616479304221659},null,{"$f":"IF(AG159>0,(AI159+R159+AJ159)*AG158,\"\")","v":""},{"$f":"SUM(AI159:AK159)","v":11.28242142422166},{"$f":"IF(AN158=\"\",\"\",$AM159*AN158)","v":5.3225869623712585},5.9598344618504022,"","","","","","","","","","","",{"$f":"SUM(AN159:AZ159)","v":11.28242142422166},{"$f":"+U159","v":71.228234498000006},{"$f":"IF(D159=\"MAR\",IF((BB159-AJ159)<0,0,BB159-AJ159),IF(D159=\"Cerrada\",IF((BB159-AJ159)<0,0,BB159-AJ159),IF((BB159-AK159)<0,0,BB159-AK159)))","v":67.61175519377835},{"$f":"IF(AG159=0,\"\",IF(AG159-AL159<0,0,AG159-AL159))","v":""},{"$f":"IF(D159=\"MAR\",0,IF(D159=\"Cerrada\",0,AJ159))","v":0},{"$f":"IF(T159-BE159<0,0,T159-BE159)","v":143.31833762799999},{"$f":"IF(D159=\"MAR\",IF(AI159+R159+AJ159=0,\"Infinito\",(I159+U159+AG159)/(AI159+R159)),IF(D159=\"Cerrada\",IF(AI159+R159+AJ159=0,\"Infinito\",(I159+U159+AG159)/(AI159+R159)),IF(AI159+R159+AJ159=0,\"Infinito\",(I159+U159+AG159)/(AI159+R159+AJ159))))","v":19.695463047404274},{"$f":"IF(BG159<1.4,\"1\", IF(BG159<3,\"2\", IF(BG159<9,\"3\", \"4\")))","v":"4"},{"$f":"IF(BG159<1.4,\"ROJO\", IF(BG159<3,\"AMARILLO\", IF(BG159<9,\"VERDE\", \"AZUL\")))","v":"AZUL"},{"$f":"IF(BG159<1.4,\"Déficit\", IF(BG159<3,\"Equilibrio\", IF(BG159<9,\"Disponibilidad\", \"Abundante\")))","v":"Abundante"},{"$f":"IF(I159+U159+AG159<=0,0,I159+U159+AG159)","v":150.98427974800001},{"$f":"IF(D159=\"MAR\",AI159+R159,IF(D159=\"Cerrada\",AI159+R159,AI159+R159+AJ159))","v":7.6659421200000004},{"$f":"BK159/BL159","v":19.695463047404274},{"$f":"SUM(BC159:BD159)","v":67.61175519377835}]
[]
[]
["SUBREGION HIDROLOGICA QUE COMPRENDE EL RIO BEJUCO"]
["No LINEA","CUENCA O REGION","CONEXION",null,null,null,null,"OFERTA  POTENCIAL",null,null,null,null,"DEMANDA CONSUNTIVA",null,null,null,null,null,null,null,"OFERTA REAL",null,null,null,null,null,null,null,null,null,null,null,null,null,"EXTRACC Y VOLS RESERV PARA A ABAJO",null,null,null,null,null,null,null,null,null,null,null,null,null,null,null,null,null,null,"POR CUENCA PROPIA",null,null,"A LA SAL. DEL C PRINCIPAL",null,"DISPONIBILIDAD RELATIVA",null,null,null,"OFERTA - DEMANDA"]
[null,"HIDROLOGICA","DE ","HACIA",null,null,null,"Cp","Cp A Arriba","Im","R","TOTAL","Uc","Ev","Ex","TOTAL","TOTAL ACUM.","Dv","Ab","Ab","Cp","Ar1","Ar2","Ar3","Ar4","Ar5","Ar6","Ar7","Ar8","Ar9","Ar10","Ar11","Im","TOTAL","Uc","Re1","Re2","RImp","TOTAL","para Cp","para Ar1","para Ar2","para Ar3","para Ar4","para Ar5","para Ar6","para Ar7","para Ar8","para Ar9","para Ar10","para Ar11","para Im","TOTAL","RESERVADO","DISPONIBLE","DImp","RESERVADO","DISPONIBLE","INDICE","CLAVE","COLOR",null,"OFERTA","DEMANDA","Indice"]
["Cuenca Río Matape"]
[null,null,null,null,null,null,null,null,null,null,null,null,null,null,null,null,null,null,null,null,{"$f":"IF(U167=0,\"\",U167/(SUM($U167:$AG167)))","v":1},"","","","","","","","","","","","",{"$f":"SUM(U166:AG166)","v":1},null,null,null,null,null,{"$f":"IF(U166=0,\"\",U166)","v":1},"","","","","","","","","","","","",{"$f":"SUM(AN166:AZ166)","v":1}]
["A",{"$f":"A167","v":"A"},{"$f":"A167","v":"A"},"B",null,null,null,{"$f":"$C$29","v":147.97200000000001},null,{"$f":"$J$29","v":0},{"$f":"$I$29","v":0.17547689999999999},{"$f":"SUM(H167:K167)","v":148.14747690000002},{"$f":"$H$29","v":0.79521400000000009},{"$f":"$L$29","v":0},{"$f":"$K$29","v":0},{"$f":"SUM(M167:O167)","v":0.79521400000000009},{"$f":"+P167","v":0.79521400000000009},{"$f":"$M$29","v":0},{"$f":"L167-Q167-R167","v":147.35226290000003},{"$f":"IF(S167<0,0,S167)","v":147.35226290000003},{"$f":"K167+H167","v":148.14747690000002},null,null,null,null,null,null,null,null,null,null,null,{"$f":"J167","v":0},{"$f":"SUM(U167:AG167)","v":148.14747690000002},{"$f":"+Q167","v":0.79521400000000009},{"$f":"(AI169+R169)*V168","v":6.0889541375183054},{"$f":"AI167+R167+AJ167","v":6.884168137518305},{"$f":"IF(AG167>0,(AI167+R167+AJ167)*AG166,\"\")","v":""},{"$f":"SUM(AI167:AK167)","v":13.76833627503661},{"$f":"IF(AN166=\"\",\"\",$AM167*AN166)","v":13.76833627503661},"","","","","","","","","","","","",{"$f":"SUM(AN167:AZ167)","v":13.76833627503661},{"$f":"+U167","v":148.14747690000002},{"$f":"IF(D167=\"MAR\",IF((BB167-AJ167)<0,0,BB167-AJ167),IF(D167=\"Cerrada\",IF((BB167-AJ167)<0,0,BB167-AJ167),IF((BB167-AK167)<0,0,BB167-AK167)))","v":141.2633087624817},{"$f":"IF(AG167=0,\"\",IF(AG167-AL167<0,0,AG167-AL167))","v":""},{"$f":"IF(D167=\"MAR\",0,IF(D167=\"Cerrada\",0,AJ167))","v":6.0889541375183054},{"$f":"IF(T167-BE167<0,0,T167-BE167)","v":141.26330876248173},{"$f":"IF(D167=\"MAR\",IF(AI167+R167+AJ167=0,\"Infinito\",(I167+U167+AG167)/(AI167+R167)),IF(D167=\"Cerrada\",IF(AI167+R167+AJ167=0,\"Infinito\",(I167+U167+AG167)/(AI167+R167)),IF(AI167+R167+AJ167=0,\"Infinito\",(I167+U167+AG167)/(AI167+R167+AJ167))))","v":21.520025940767646},{"$f":"IF(BG167<1.4,\"1\", IF(BG167<3,\"2\", IF(BG167<9,\"3\", \"4\")))","v":"4"},{"$f":"IF(BG167<1.4,\"ROJO\", IF(BG167<3,\"AMARILLO\", IF(BG167<9,\"VERDE\", \"AZUL\")))","v":"AZUL"},{"$f":"IF(BG167<1.4,\"Déficit\", IF(BG167<3,\"Equilibrio\", IF(BG167<9,\"Disponibilidad\", \"Abundante\")))","v":"Abundante"},{"$f":"I167+U167+AG167","v":148.14747690000002},{"$f":"IF(D167=\"MAR\",AI167+R167,IF(D167=\"Cerrada\",AI167+R167,AI167+R167+AJ167))","v":6.884168137518305},{"$f":"BK167/BL167","v":21.520025940767646},{"$f":"SUM(BC167:BD167)","v":141.2633087624817}]
[null,null,null,null,null,null,null,null,null,null,null,null,null,null,null,null,null,null,null,null,{"$f":"IF(U169=0,\"\",U169/(SUM($U169:$AG169)))","v":0.28925645819452911},0.71074354180547095,"","","","","","","","","","","",{"$f":"SUM(U168:AG168)","v":1},null,null,null,null,null,{"$f":"IF(U168=0,\"\",U168)","v":0.28925645819452911},0.71074354180547095,"","","","","","","","","","","",{"$f":"SUM(AN168:AZ168)","v":1}]
["B",{"$f":"A169","v":"B"},{"$f":"A169","v":"B"},"MAR",null,null,null,{"$f":"$C$30","v":51.402000000000001},{"$f":"T167","v":147.35226290000003},{"$f":"$J$30","v":0},{"$f":"$I$30","v":8.5670199999999994},{"$f":"SUM(H169:K169)","v":207.32128290000003},{"$f":"$H$30","v":8.5670199999999994},{"$f":"$L$30","v":0},{"$f":"$K$30","v":0},{"$f":"SUM(M169:O169)","v":8.5670199999999994},{"$f":"+P169","v":8.5670199999999994},{"$f":"$M$30","v":0},{"$f":"L169-Q169-R169","v":198.75426290000001},{"$f":"IF(S169<0,0,S169)","v":198.75426290000001},{"$f":"K169+H169","v":59.96902},{"$f":"T167","v":147.35226290000003},null,null,null,null,null,null,null,null,null,null,{"$f":"J169","v":0},{"$f":"SUM(U169:AG169)","v":207.32128290000003},{"$f":"+Q169","v":8.5670199999999994},{"$f":"(AI169+R169)*U168","v":2.4780658624816945},null,{"$f":"IF(AG169>0,(AI169+R169+AJ169)*AG168,\"\")","v":""},{"$f":"SUM(AI169:AK169)","v":11.045085862481693},{"$f":"IF(AN168=\"\",\"\",$AM169*AN168)","v":3.1948624170359206},7.8502234454457733,"","","","","","","","","","","",{"$f":"SUM(AN169:AZ169)","v":11.045085862481693},{"$f":"+U169","v":59.96902},{"$f":"IF(D169=\"MAR\",IF((BB169-AJ169)<0,0,BB169-AJ169),IF(D169=\"Cerrada\",IF((BB169-AJ169)<0,0,BB169-AJ169),IF((BB169-AK169)<0,0,BB169-AK169)))","v":57.490954137518308},{"$f":"IF(AG169=0,\"\",IF(AG169-AL169<0,0,AG169-AL169))","v":""},{"$f":"IF(D169=\"MAR\",0,IF(D169=\"Cerrada\",0,AJ169))","v":0},{"$f":"IF(T169-BE169<0,0,T169-BE169)","v":198.75426290000001},{"$f":"IF(D169=\"MAR\",IF(AI169+R169+AJ169=0,\"Infinito\",(I169+U169+AG169)/(AI169+R169)),IF(D169=\"Cerrada\",IF(AI169+R169+AJ169=0,\"Infinito\",(I169+U169+AG169)/(AI169+R169)),IF(AI169+R169+AJ169=0,\"Infinito\",(I169+U169+AG169)/(AI169+R169+AJ169))))","v":24.199929835578772},{"$f":"IF(BG169<1.4,\"1\", IF(BG169<3,\"2\", IF(BG169<9,\"3\", \"4\")))","v":"4"},{"$f":"IF(BG169<1.4,\"ROJO\", IF(BG169<3,\"AMARILLO\", IF(BG169<9,\"VERDE\", \"AZUL\")))","v":"AZUL"},{"$f":"IF(BG169<1.4,\"Déficit\", IF(BG169<3,\"Equilibrio\", IF(BG169<9,\"Disponibilidad\", \"Abundante\")))","v":"Abundante"},{"$f":"IF(I169+U169+AG169<=0,0,I169+U169+AG169)","v":207.32128290000003},{"$f":"IF(D169=\"MAR\",AI169+R169,IF(D169=\"Cerrada\",AI169+R169,AI169+R169+AJ169))","v":8.5670199999999994},{"$f":"BK169/BL169","v":24.199929835578772},{"$f":"SUM(BC169:BD169)","v":57.490954137518308}]

{"sheet":"RH-12","index":11,"n_rows":267,"n_cols":66,"rows_kept":267,"cut":false,"hidden":false,"merged":[]}
[]
[null,null,null,null,"GERENCIA DE AGUAS SUPERFICIALES E INGENIERÍA DE RÍOS"]
[null,null,null,null,"REGION HIDROLOGICA No 12"]
[null,null,null,null,"LERMA - SANTIAGO"]
[]
[]
["Cuenca","Nombre","Cp","Ar","Uc (a)","Uc (b)","Uc (c)","Uc","R","Im","Ex","Ev ","Dv","Ab","Rxy","Ab - Rxy","D",null,"ECUACIONES"]
[1,"Río Lerma 1",228.529,0,94.439089999999993,0.50227200000000005,0,{"$f":"E8+F8+G8","v":94.941361999999998},65.656271283999999,44.371152000000002,0,12.157,-0.57499999999999996,{"$f":"T204","v":232.03306128399998},{"$f":"BE204","v":232.03322865096152},{"$f":"N8-O8","v":-1.6736696153429875E-4},{"$f":"P8","v":-1.6736696153429875E-4}]
[2,"Río La Gavia",104.11799999999999,0,31.535339599999997,0.58350000000000002,0,{"$f":"E9+F9+G9","v":32.118839599999994},4.0560743000000006,0,0,12.773999999999999,4.0000000000000001E-3,{"$f":"T206","v":63.277234700000008},{"$f":"+BE206","v":63.277280342282396},{"$f":"N9-O9","v":-4.5642282387348132E-5},{"$f":"P9","v":-4.5642282387348132E-5},null,"Ab = Cp + Ar + R + Im - (Uc(a) + Uc(b) + Uc(c) + Ev + Ex + Av)"]
[3,"Río Jaltepec",92.501000000000005,0,32.756046600000005,1.056,0,33.812046600000002,5.3224309500000002,0,0,14.351000000000001,0.90400000000000003,{"$f":"T208","v":48.756384349999998},{"$f":"+BE208","v":48.756419518298252},-3.5168298254006913E-5,{"$f":"P10","v":-3.5168298254006913E-5},null,"D = Ab - Rxy"]
[4,"Río Lerma 2",386.84,{"$f":"N10+N9+N8","v":344.06668033400001},594.46146366000005,0.612040205,0,595.07350386500002,16.712273271750004,0,0,74.510999999999996,2.4860000000000002,{"$f":"+T210","v":75.548449740749888},{"$f":"+BE210","v":75.548989003180836},-5.3926243094792881E-4,-5.3926243094792881E-4]
[5,"Río Lerma 3",475.613,{"$f":"N11","v":75.548449740749888},950.63700031999986,0.56667309999999993,0,951.20367341999986,501.44122750820003,0,0,91.506,6.5170000000000003,{"$f":"+T212","v":3.3760038289499859},{"$f":"+BE212","v":3.3835172733754058},-7.5134444254199018E-3,-7.5134444254199018E-3,null,"SIMBOLOGIA"]
[6,"Río Lerma 4",102.836,{"$f":"N16+N12","v":119.54180308329242},436.86426301862002,5.0000000000000001E-3,0,436.86926301862002,761.59310781062959,118.25493834068163,587.90761770928702,6.4169999999999998,0,{"$f":"T222","v":71.031968506696558},{"$f":"BE222","v":73.485020423127992},-2.4530519164314342,-2.4530519164314342]
[7,"Río La Laja 1",251.61699999999999,0,108.50329579000001,0.6,0,109.10329579,16.127378248267636,0,0,52.415999999999997,1.9730000000000001,{"$f":"+T214","v":104.25208245826765},{"$f":"+BE214","v":104.35674780625614},-0.1046653479884867,-0.1046653479884867,null,"Cp.- Volumen medio anual de escurrimiento natural "]
[8,"Río Querétaro",105.229,0,121.64337512,3.65E-3,0,121.64702512,66.068225620774896,0,0,12.111000000000001,0,{"$f":"+T216","v":37.539200500774911},{"$f":"+BE216","v":37.57688851036643},-3.7688009591519744E-2,-3.7688009591519744E-2,null,"Ar.- Volumen medio anual de escurrimiento desde la cuenca aguas arriba"]
[9,"Río La Laja 2",77.311000000000007,{"$f":"N15+N14","v":141.79128295904258},138.53547618000002,0.30599999999999999,0,138.84147618000003,38.40899247529989,0,0,2.504,0,{"$f":"+T218","v":116.16579925434243},{"$f":"+BE218","v":116.42433132985356},-0.25853207551112689,-0.25853207551112689,null,"Uc (a).- Volumen anual de extracción de agua superficial mediante títulos inscritos actualmente en el REPDA"]
[10,"Laguna  de Yuríria ",188.60900000000001,0,4.5329597999999995,0,0,4.5329597999999995,1.2781036500000003,96.69761770928703,118.25493834068163,169.965,-3.65,{"$f":"+T220","v":-2.5181767813946068},{"$f":"+BE220","v":0},{"$f":"N17-O17","v":-2.5181767813946068},{"$f":"P17","v":-2.5181767813946068},null,"Uc (b).- Volumen anual de extracción de agua superficial de títulos en proceso de inscripción en el REPDA"]
[11,"Río Turbio",183.39500000000001,0,187.33986660999997,0,0,187.33986660999997,115.77888464009979,0,0,19.408000000000001,0,{"$f":"+T224","v":92.42601803009984},{"$f":"+BE224","v":95.617902267905933},-3.191884237806093,-3.191884237806093,null,"Uc (c).- Volumen anual correspondiente a las reservas y las zonas reglamentadas"]
[12,"Río Angulo",352.20400000000001,0,276.35245653446361,0,0,276.35245653446361,213.90782481194637,0,0,36.799999999999997,0.52600000000000002,{"$f":"+T226","v":252.43336827748271},{"$f":"+BE226","v":261.15102274831361},-8.7176544708308938,-8.7176544708308938,null,"R.- Volumen anual de retornos"]
[13,"Río Lerma 5",279.94799999999998,{"$f":"N19+N18+N13","v":415.89135481427911},680.98428713655596,1.6296269999999999,0,682.61391413655599,117.80076531163058,491.21,0,27.5,0,{"$f":"+T228","v":594.73620598935361},{"$f":"+BE228","v":639.79852307168107},-45.062317082327468,-45.062317082327468,null,"Im.- Volumen anual de importaciones"]
[14,"Río Lerma 6",307.19499999999999,{"$f":"N20","v":594.73620598935361},295.74488738560495,0,0,295.74488738560495,29.762754382060507,0,92.39,27.106999999999999,0,{"$f":"+T230","v":516.4520729858092},{"$f":"+BE230","v":587.04520022968438},-70.593127243875188,-70.593127243875188,null,"Ex.- Volumen anual de exportaciones"]
[15,"Río Zula",209.17500000000001,0,80.041296979999984,0,0,80.041296979999984,9.4994981349999996,0,0,10.981999999999999,0,{"$f":"+T232","v":127.65120115500004},{"$f":"+BE232","v":145.09966918780435},-17.448468032804314,{"$f":"P22","v":-17.448468032804314},null,"Ev.- Volumen medio anual de evaporación en embalses"]
[16,"Río Duero",504.67,0,490.11514592000003,0,0,490.11514592000003,266.1755661143165,0,0,6.2949999999999999,0,{"$f":"+T234","v":274.43542019431646},{"$f":"+BE234","v":311.94762229663246},-37.512202102315996,-37.512202102315996,null,"Av.- Volumen medio anual de variación de almacenamiento en embalses"]
[17,"Río Lerma 7",787.31399999999996,{"$f":"N23+N22+N21","v":918.53869433512568},445.78090639475505,0,0,445.78090639475505,35.628823411850519,92.39,325.70999999999998,1391.729,-78.679000000000002,{"$f":"+T236","v":-250.66938864777862},{"$f":"+BE236","v":0},-250.66938864777862,-250.66938864777862,null,"Ab.- Volumen medio anual de escurrimiento de la cuenca hacia aguas abajo "]
[18,"Lago de Pátzcuaro",69.58,0,27.496459158197897,0,0,27.496459158197897,2.9242025158197897,0,0,105.93,0,{"$f":"+T238","v":-60.922256642378116},{"$f":"+BE238","v":0},-60.922256642378116,-60.922256642378116,null,"Rxy.- Volumen anual actual comprometido aguas abajo y volumenes decretados para reservas medio ambiente"]
[19,"Lago de Cuitzeo",488.54,0,177.70190580999997,1.2996384E-2,0,177.71490219399996,98.922264357999993,0,0,443.29300000000001,-2.0169999999999999,{"$f":"+T240","v":-31.528637835999969},{"$f":"+BE240","v":0},-31.528637835999969,-31.528637835999969,null,"D.- Disponibilidad media anual de agua superficial en la cuenca hidrológica "]
[20,"Río San Pedro",85.521000000000001,{"$f":"N28","v":69.972582074999991},75.153738541408018,6.1327E-2,3.75,78.965065541408023,7.6553325041408016,0,14.164976225,0,0,{"$f":"$S$120","v":70.018872812732781},{"$f":"$AQ$120","v":70.012887799831617},5.9850129011636E-3,{"$f":"N27-O27","v":5.9850129011636E-3}]
[21,"Presa Calles",78.137,0,4.0962709999999998,4.7850000000000004E-2,0,4.1441210000000002,0.60372684999999993,127.694976225,113.53,14.063000000000001,4.726,{"$f":"+S122","v":69.972582074999991},{"$f":"$AQ$122","v":69.970015175872732},2.5668991272596031E-3,2.5668991272596031E-3]
[22,"Presa El Niágara",41.302,{"$f":"N27","v":70.018872812732781},57.941699159999992,0.40414823999999999,115.40962,173.75546739999999,7.2188072909999992,113.53,0,7.1970000000000001,0.114,{"$f":"+S124","v":51.003212703732778},{"$f":"$AQ$124","v":50.98337605150472},1.9836652228057972E-2,1.9836652228057972E-2]
[23,"Presa El Cuarenta",61.996000000000002,0,25.765759099999997,0.94173045,0.35799999999999998,27.065489549999999,2.7954811980000005,0,0,2.5859999999999999,-0.17599999999999999,{"$f":"+S126","v":35.315991648000008},{"$f":"$AQ$126","v":35.304519255251144},1.1472392748864024E-2,1.1472392748864024E-2]
[24,"Río de Lagos",131.679,{"$f":"N30","v":35.315991648000008},47.208496782635301,2.91719069,2.6779999999999999,52.803687472635296,5.2015319782635299,0,0,9.7279999999999998,0,{"$f":"+S128","v":109.66483615362822},{"$f":"$AQ$128","v":109.60889814773219},5.5938005896024379E-2,5.5938005896024379E-2]
[25,"Presa Ajojucar",57.143999999999998,{"$f":"N29","v":51.003212703732778},14.27351575,0.64105862000000002,4.3999999999999997E-2,14.958574370000001,1.5587610125000002,0,0,2.3149999999999999,0,{"$f":"+S130","v":92.432399346232771},{"$f":"$AQ$130","v":92.389731460572506},4.2667885660264915E-2,4.2667885660264915E-2]
[26,"Río Grande",21.568999999999999,0,1.5286785000000003,0.61434307999999993,0.38600000000000001,2.5290215800000002,0.22907065000000001,0,0,1.615,0,{"$f":"+S132","v":17.654049069999999},{"$f":"$AQ$132","v":17.645899752742334},8.1493172576649897E-3,8.1493172576649897E-3]
[27,"Río Encarnación",100.64700000000001,0,27.493936319999992,2.4761310449999998,2.931,32.901067364999989,3.097386282,0,0,12.404999999999999,0,{"$f":"+S134","v":58.438318917000018},{"$f":"$AQ$134","v":58.411343099782627},2.6975817217390841E-2,2.6975817217390841E-2]
[28,"Río Aguascalientes",32.832999999999998,{"$f":"N32+N33+N34","v":168.52476733323277},15.3958353,0.73406437000000002,2.5000000000000001E-2,16.154899669999999,2.3171453450000001,0,0,3.1989999999999998,0,{"$f":"+S136","v":184.32101300823277},{"$f":"$AQ$136","v":184.22699426645514},9.4018741777631476E-2,9.4018741777631476E-2]
[29,"Río San Miguel",74.036000000000001,0,4.0926724099999996,1.1757306200000002,0.56899999999999995,5.8374030299999999,0.67302015749999999,0,0,2.2679999999999998,0,{"$f":"+S138","v":66.603617127500002},{"$f":"$AQ$138","v":66.569643853493048},3.3973274006953602E-2,3.3973274006953602E-2]
[30,"Río del Valle",60.704000000000001,0,12.358509449999998,0.81156469999999992,27.524092800000002,40.694166949999996,9.1481829374999997,0,0,10.989000000000001,0,{"$f":"+S140","v":18.169015987500003},{"$f":"$AQ$140","v":18.159748308277745},9.2676792222583515E-3,9.2676792222583515E-3]
[31,"Río Verde 1",164.452,{"$f":"N37+N36+N31+N35","v":378.75848227686095},26.382621799999999,1.39501122,0.88900000000000001,28.666633019999999,3.3422410700000005,0,119.837,3.7519999999999998,0,{"$f":"+S142","v":394.29709032686105},{"$f":"$AQ$142","v":394.01830388506818},0.27878644179287448,0.27878644179287448]
[32,"Río Verde 2",187.33,{"$f":"N38","v":394.29709032686105},201.06026674999998,1.4655245600000004,159.042396,361.56818730999998,5.9768784625000002,0,0,4.5730000000000004,0,{"$f":"+S144","v":221.46278147936118},{"$f":"$AQ$144","v":221.04731805429151},0.41546342506967449,0.41546342506967449]
[33,"Río Palomas",29.111999999999998,0,0.65530999999999995,0,0.04,0.69530999999999998,6.6382499999999997E-2,0,0,1.544,0,{"$f":"$S$152","v":26.939072499999998},{"$f":"$AO$152","v":26.936711829345786},2.3606706542125266E-3,2.3606706542125266E-3]
[34,"Presa El Chique",95.451999999999998,{"$f":"N40","v":26.939072499999998},48.327120500630976,0.38800000000000001,0.92700000000000005,49.642120500630973,4.9996823500630958,0,0,11.481,-0.16700000000000001,{"$f":"$S$154","v":66.434634349432116},{"$f":"$AO$154","v":66.423471098856481},1.116325057563472E-2,1.116325057563472E-2]
[35,"Río Juchipila 1",149.12899999999999,{"$f":"N41","v":66.434634349432116},87.635650500000011,1.0214970000000001,0,88.657147500000008,9.135364717500007,0,113.53,6.4989999999999997,-0.08,{"$f":"$S$156","v":16.092851566932111},{"$f":"$AO$156","v":16.055094585874858},3.7756981057253114E-2,3.7756981057253114E-2]
[36,"Río Juchipila 2",186.36500000000001,{"$f":"N42","v":16.092851566932111},20.352644999999999,1.994578,4.5999999999999999E-2,22.393222999999999,3.4275462500000002,0,0,0.93700000000000006,0,{"$f":"$S$158","v":182.55517481693212},{"$f":"$AO$158","v":182.07212735744321},0.48304745948891537,0.48304745948891537]
[37,"Río Santiago 1",474.19299999999998,0,1877.5225222919553,0,14.036,1891.5585222919553,1746.3211528726956,168.3957697174188,0,38.927,0.308,{"$f":"$S$166","v":458.11640029815931},{"$f":"$AO$166","v":457.25697548882079},0.85942480933852039,0.85942480933852039]
[38,"Río Santiago 2",385.85300000000001,{"$f":"N44+N39","v":679.57918177752049},384.99620224,0,70.742999999999995,455.73920224,357.01241599000002,{"$f":"157314230.282581/1000000","v":157.31423028258101},0,3.996,0,{"$f":"+S168","v":1120.0236258101017},{"$f":"$AO$168","v":1117.0600036199462},2.9636221901555473,2.9636221901555473]
[39,"Presa Santa Rosa",446.63799999999998,{"$f":"N45+N43","v":1302.5788006270338},1574.162936604258,2.4562834800000002,2.585,1579.2042200842579,1560.9220850964257,0,0,15.53,6.319,{"$f":"+S170","v":1709.0856656392018},{"$f":"$AO$170","v":1700.3269208876072},8.7587447515945769,8.7587447515945769]
[40,"Río Santiago 3",401.49099999999999,{"$f":"N46","v":1709.0856656392018},3.9656739999999999,0,3.7429999999999999,7.7086740000000002,1.3226590500000004,0,0,0.34100000000000003,0,{"$f":"+S172","v":2103.8496506892016},{"$f":"$AO$172","v":2093.0265611870736},10.823089502127914,10.823089502127914]
[41,"Río Tepetongo",84.203000000000003,0,42.043901200000001,0.43764999999999998,3.661,46.1425512,4.3877966199999987,0,0,10.438000000000001,0.46100000000000002,{"$f":"+S174","v":31.549245420000005},{"$f":"$AO$174","v":31.391929307304988},0.15731611269501755,0.15731611269501755]
[42,"Río Tlaltenango",242.191,0,75.18425082354581,0.10012499999999999,0.21299999999999999,75.497375823545809,8.2632859573545794,0,0,7.96,1.258,{"$f":"+S176","v":165.73891013380879},{"$f":"$AO$176","v":164.91247512030981},0.82643501349897974,0.82643501349897974]
[43,"Arroyo Lobatos",65.278999999999996,0,6.9811399999999999,0.55049999999999999,0,7.5316399999999994,0.90199010000000013,0,0,1.0149999999999999,1E-3,{"$f":"+S178","v":57.633350100000008},{"$f":"$AO$178","v":57.34596907143267},0.2873810285673386,0.2873810285673386]
[44,"Río Bolaños 1",392.70299999999997,{"$f":"N48+N49+N50","v":254.92150565380879},13.1919325,0,0.6,13.7919325,2.0429971249999994,0,0,1.9319999999999999,0,{"$f":"+S180","v":633.94357027880869},{"$f":"$AO$180","v":630.70408975492103},3.2394805238876643,3.2394805238876643]
[45,"Río Bolaños 2",285.89400000000001,{"$f":"N51","v":633.94357027880869},4.4881510699999998,0,0.67800000000000005,5.1661510699999997,1.2901898964999998,0,0,0.98899999999999999,0,{"$f":"+S182","v":914.97260910530872},{"$f":"$AO$182","v":910.26560428816413},4.7070048171445933,4.7070048171445933]
[46,"Río San Juan",406.66399999999999,0,51.722898929999999,52.701433000000002,0.151,104.57533192999999,75.871456197499995,0,0,1.7,0,{"$f":"+S184","v":376.26012426749998},{"$f":"$AO$184","v":362.08130895493861},14.178815312561369,14.178815312561369]
[47,"Río Atengo",762.67499999999995,{"$f":"N53","v":376.26012426749998},3.0368352200000004,8.2124999999999993E-3,3.7968609,6.8419086199999999,1.0957296680000006,0,0,0.64500000000000002,0,{"$f":"+S186","v":1132.5439453155002},{"$f":"$AO$186","v":1089.5835413661271},42.960403949373131,42.960403949373131]
[48,"Río Jesús María",370.41,0,0.74764834000000002,0,0.1132611,0.86090944000000003,0.56073625500000035,0,0,0,0,{"$f":"+S188","v":370.10982681500002},{"$f":"$AO$188","v":356.15290404435939},13.956922770640631,13.956922770640631]
[49,"Río Huaynamota",242.99,{"$f":"N55","v":370.10982681500002},0.72189444999999974,0,2.8765475999999999,3.5984420499999996,0.54142083750000136,0,0,0,0,{"$f":"+S190","v":610.04280560250004},{"$f":"$AO$190","v":586.90225952171068},23.140546080789363,23.140546080789363]
[50,"Río Santiago 4",351.15300000000002,{"$f":"N47+N52","v":3018.8222597945105},5413.2119478699997,0,0.67032800000000003,5413.8822758699998,2955.9940126054998,0,0,53.155000000000001,1.0049999999999999,{"$f":"+S192","v":857.92699653001102},{"$f":"$AO$192","v":825.38354381680597},32.543452713205056,32.543452713205056]
[51,"Río Santiago 5",402.327,{"$f":"N57+N56+N54","v":2600.5137474480116},4172.79965008,0,2.6320853,4175.4317353799997,2457.9899645665,0,0,132.691,-11.532,{"$f":"+S194","v":1164.2399766345113},{"$f":"$AO$194","v":957.09614415220415},207.14383248230718,207.14383248230718]
[52,"Río Santiago 6",734.06500000000005,{"$f":"N58","v":1164.2399766345113},4677.8060159183933,1.825E-3,68.447733700000001,4746.2555746183934,8591.3393334403409,0,167.62489500000001,4.2859999999999996,0,{"$f":"+S196","v":5571.4778404564595},{"$f":"AB196","v":3705.14},1866.3378404564596,1866.3378404564596]
[53,"Laguna Villa Corona A",35.93,0,1.663775,0,0,1.663775,0.71851032500000001,0,0,7.1920000000000002,-0.15,{"$f":"C60-H60-K60-L60-M60+I60+J60+D60","v":27.942735324999997},{"$f":"N60","v":27.942735324999997},0,{"$f":"P60","v":0}]
[54,"Laguna Villa Corona B",62.5,{"$f":"N60","v":27.942735324999997},20.365925000000001,0,0,20.365925000000001,2.0371887499999999,0,0,50.061999999999998,0,22.051999074999998,{"$f":"N61","v":22.051999074999998},0,0]
[55,"Laguna San Marcos-Zacoalco",47.09,0,0.109292,0,0,0.109292,8.1969E-2,0,0,71.852000000000004,0,{"$f":"C62-H62-K62-L62-M62+I62+J62+D62","v":-24.789323000000003},0,-24.789323000000003,-24.789323000000003]
[56,"Laguna de Sayula A",12.67,0,0.19566250000000002,0,0,0.19566250000000002,0.10084217500000001,0,0,2.0920000000000001,0.78400000000000003,9.6991796749999999,{"$f":"$BE$262","v":11.460306994558037},-1.761127319558037,-1.761127319558037]
[57,"Laguna de Sayula B",204.18,{"$f":"N63","v":9.6991796749999999},36.0168155,0,0,36.0168155,4.3031982250000009,0,0,221.393,0.38900000000000001,-39.616437599999998,{"$f":"$BE$264","v":0},-39.616437599999998,-39.616437599999998]
[58,"Laguna de Zapotlán",76,0,3.1641395000000001,7.7124999999999999E-2,0,3.2412645000000002,1.2657981250000001,0,0,17.198,0,56.826533625000003,45.54,11.286533625000004,11.286533625000004]
[null,"Totales",{"$f":"SUM(C8:C65)","v":13239.731000000002},null,{"$f":"SUM(E8:E65)","v":24209.287459921026},{"$f":"SUM(F8:F65)","v":79.300662263999996},489.56592540000003,24778.154047585023,20208.875943233932,1409.8586842749685,1652.9494272749685,3256.3009999999995,-69.250999999999991,null,null,{"$f":"SUM(P8:P65)","v":1648.517036815038},{"$f":"Q59+Q65","v":1877.6243740814596}]
["Valores  en millones de metros cúbicos"]
[]
[]
[]
[]
[]
[]
[]
[]
[]
[]
[]
[]
[]
[]
[]
[]
[]
[]
[]
[]
[]
[]
[]
[]
[]
[]
[]
[]
[]
[]
[]
[]
[]
[]
[]
[]
[]
[]
[]
[]
[]
[]
[]
[]
[]
[]
[]
[null,"RIO VERDE"]
["No LINEA","CUENCA O REGION","CONEXION",null,null,null,null,"OFERTA  POTENCIAL",null,null,null,null,"DEMANDA CONSUNTIVA",null,null,null,null,null,null,null,"OFERTA REAL",null,null,null,null,null,null,"EXTRACC Y VOLS RESERV PARA A ABAJO",null,null,null,null,null,null,null,null,null,null,null,"POR CUENCA PROPIA",null,null,"A LA SAL. DEL C PRINCIPAL",null,"DISPONIBILIDAD RELATIVA",null,null,null,null,null,null,null,null,null,null,null,null,null,null,null,null,null,null,null,null,"Disponibilidad Hídrica"]
[null,"HIDROLOGICA","DE ","HACIA",null,null,null,"Cp","Cp A Arriba","Im","R","TOTAL","Uc","Ev","Ex","TOTAL","TOTAL ACUM.","Dv","Ab","Ab","Cp","Ar1","Ar2","Ar3","Ar4","Im","TOTAL","Uc","Re1","Re2","RImp","TOTAL","para Cp","para Ar1","para Ar2","para Ar3","para Ar4","para Im","TOTAL","RESERVADO","DISPONIBLE","DImp","RESERVADO","DISPONIBLE","INDICE","CLAVE","COLOR"]
["Cuenca del río Verde"]
[null,null,null,null,null,null,null,null,null,null,null,null,null,null,null,null,null,null,null,null,{"$f":"IF(U120=0,\"\",U120/(SUM($U120:$Z120)))","v":0.57111218143558362},0.42888781856441627,"","","","",{"$f":"SUM(U119:Z119)","v":0.99999999999999989},null,null,null,null,null,{"$f":"IF(U119=0,\"\",U119)","v":0.57111218143558362},0.42888781856441627,"","","","",{"$f":"SUM(AG119:AL119)","v":0.99999999999999989}]
[1,1,2,3,null,null,null,{"$f":"C27","v":85.521000000000001},{"$f":"T122","v":69.972582074999991},{"$f":"$J$27","v":0},{"$f":"$I$27","v":7.6553325041408016},{"$f":"SUM(H120:K120)","v":163.14891457914081},{"$f":"$H$27","v":78.965065541408023},{"$f":"$L$27","v":0},{"$f":"$K$27","v":14.164976225},{"$f":"SUM(M120:O120)","v":93.130041766408027},{"$f":"+P120","v":93.130041766408027},{"$f":"$M$27","v":0},{"$f":"L120-Q120-R120","v":70.018872812732781},{"$f":"IF(S120>=0,S120,0)","v":70.018872812732781},{"$f":"K120+H120","v":93.176332504140802},{"$f":"T122","v":69.972582074999991},null,null,null,{"$f":"J120","v":0},163.14891457914081,{"$f":"+Q120","v":93.130041766408027},{"$f":"(AB124+AC124+R124)*V123","v":70.012887799831617},{"$f":"(AB120+AC120+R120)*U119","v":93.172914390366898},{"$f":"IF(Z120>0,(AB120+R120+AC120)*Z119,\"\")","v":""},{"$f":"SUM(AB120:AD120)","v":256.31584395660656},{"$f":"IF(AG119=\"\",\"\",$AF120*AG119)","v":146.38510077856023},109.9307431780463,"","","","",256.3158439566065,{"$f":"+U120","v":93.176332504140802},{"$f":"IF(D120=\"MAR\",IF((AN120-AC120)<0,0,AN120-AC120),IF(D120=\"Cerrada\",IF((AN120-AC120)<0,0,AN120-AC120),IF((AN120-AD120)<0,0,AN120-AD120)))","v":3.4181137739039968E-3},{"$f":"IF(Z120=0,\"\",IF(Z120-AE120<0,0,Z120-AE120))","v":""},{"$f":"+AC120","v":70.012887799831617},{"$f":"T120-AQ120","v":5.9850129011636E-3},{"$f":"(I120+U120+Z120)/(AB120+R120+AC120)","v":1.0000366857020226},{"$f":"IF(AS120<1.4,\"1\", IF(AS120<3,\"2\", IF(AS120<9,\"3\", \"4\")))","v":"1"},{"$f":"IF(AS120<1.4,\"ROJO\", IF(AS120<3,\"AMARILLO\", IF(AS120<9,\"VERDE\", \"AZUL\")))","v":"ROJO"},{"$f":"IF(AS120<1.4,\"Déficit\", IF(AS120<3,\"Equilibrio\", IF(AS120<9,\"Disponibilidad\", \"Abundante\")))","v":"Déficit"},null,null,null,null,null,null,null,null,null,null,null,null,null,null,null,null,null,{"$f":"SUM(AO120:AP120)","v":3.4181137739039968E-3}]
[null,null,null,null,null,null,null,null,null,null,null,null,null,null,null,null,null,null,null,null,{"$f":"IF(U122=0,\"\",U122/(SUM($U122:$Z122)))","v":0.38142978989149356},"","","","",0.61857021010850655,1,null,null,null,null,null,{"$f":"IF(U121=0,\"\",U121)","v":0.38142978989149356},"","","","",0.61857021010850655,1]
[2,2,null,1,null,null,null,{"$f":"C28","v":78.137},null,{"$f":"J28","v":127.694976225},{"$f":"I28","v":0.60372684999999993},{"$f":"SUM(H122:K122)","v":206.43570307499999},{"$f":"+H28","v":4.1441210000000002},{"$f":"+L28","v":14.063000000000001},{"$f":"+K28","v":113.53},{"$f":"SUM(M122:O122)","v":131.737121},{"$f":"+P122","v":131.737121},{"$f":"+M28","v":4.726},{"$f":"L122-Q122-R122","v":69.972582074999991},{"$f":"IF(S122>=0,S122,0)","v":69.972582074999991},{"$f":"K122+H122","v":78.740726850000001},null,null,null,null,{"$f":"J122","v":127.694976225},206.43570307499999,{"$f":"+Q122","v":131.737121},{"$f":"(AB120+AC120+R120)*V119","v":69.970015175872732},{"$f":"(AB122+AC122+R122)*U121","v":78.739747758205212},{"$f":"IF(Z122>0,(AB122+R122+AC122)*Z121,\"\")","v":127.69338841766753},{"$f":"SUM(AB122:AD122)","v":280.44688393407796},{"$f":"IF(AG121=\"\",\"\",$AF122*AG121)","v":106.97079601469945},"","","","",173.47608791937856,280.44688393407802,{"$f":"+U122","v":78.740726850000001},{"$f":"IF(D122=\"MAR\",IF((AN122-AC122)<0,0,AN122-AC122),IF(D122=\"Cerrada\",IF((AN122-AC122)<0,0,AN122-AC122),IF((AN122-AD122)<0,0,AN122-AD122)))","v":9.790917947896105E-4},{"$f":"IF(Z122=0,\"\",IF(Z122-AE122<0,0,Z122-AE122))","v":1.5878073324699926E-3},{"$f":"+AC122","v":69.970015175872732},{"$f":"T122-AQ122","v":2.5668991272596031E-3},{"$f":"(I122+U122+Z122)/(AB122+R122+AC122)","v":1.0000124345304964},{"$f":"IF(AS122<1.4,\"1\", IF(AS122<3,\"2\", IF(AS122<9,\"3\", \"4\")))","v":"1"},{"$f":"IF(AS122<1.4,\"ROJO\", IF(AS122<3,\"AMARILLO\", IF(AS122<9,\"VERDE\", \"AZUL\")))","v":"ROJO"},{"$f":"IF(AS122<1.4,\"Déficit\", IF(AS122<3,\"Equilibrio\", IF(AS122<9,\"Disponibilidad\", \"Abundante\")))","v":"Déficit"},null,null,null,null,null,null,null,null,null,null,null,null,null,null,null,null,null,{"$f":"SUM(AO122:AP122)","v":2.5668991272596031E-3}]
[null,null,null,null,null,null,null,null,null,null,null,null,null,null,null,null,null,null,null,null,{"$f":"IF(U124=0,\"\",U124/(SUM($U124:$Z124)))","v":0.20907861496302185},0.30171486762697763,"","","",0.48920651741000054,1,null,null,null,null,null,{"$f":"IF(U123=0,\"\",U123)","v":0.20907861496302185},0.30171486762697763,"","","",0.48920651741000054,1]
[3,3,"1, 2",6,null,null,null,{"$f":"C29","v":41.302},{"$f":"T120","v":70.018872812732781},{"$f":"J29","v":113.53},{"$f":"+I29","v":7.2188072909999992},{"$f":"SUM(H124:K124)","v":232.06968010373276},{"$f":"+H29","v":173.75546739999999},{"$f":"+L29","v":7.1970000000000001},{"$f":"+K29","v":0},{"$f":"SUM(M124:O124)","v":180.95246739999999},{"$f":"+P124","v":180.95246739999999},{"$f":"+M29","v":0.114},{"$f":"L124-Q124-R124","v":51.003212703732778},{"$f":"IF(S124>=0,S124,0)","v":51.003212703732778},{"$f":"K124+H124","v":48.520807290999997},{"$f":"+T120","v":70.018872812732781},null,null,null,{"$f":"J124","v":113.53},232.06968010373276,{"$f":"+Q124","v":180.95246739999999},{"$f":"(R130+AB130+AC130)*V129","v":50.98337605150472},{"$f":"(AB124+AC124+R124)*U123","v":48.516659871226651},{"$f":"IF(Z124>0,(AB124+R124+AC124)*Z123,\"\")","v":113.52029578044645},{"$f":"SUM(AB124:AD124)","v":280.45250332273133},{"$f":"IF(AG123=\"\",\"\",$AF124*AG123)","v":58.636620957628949},84.616689915672396,{"$f":"IF(AI123=\"\",\"\",$AF124*AI123)","v":""},"","",137.19919244943,280.45250332273133,{"$f":"+U124","v":48.520807290999997},4.147419773346428E-3,{"$f":"IF(Z124=0,\"\",IF(Z124-AE124<0,0,Z124-AE124))","v":9.7042195535550491E-3},{"$f":"+AC124","v":50.98337605150472},{"$f":"T124-AQ124","v":1.9836652228057972E-2},{"$f":"(I124+U124+Z124)/(AB124+R124+AC124)","v":1.0000854844456388},{"$f":"IF(AS124<1.4,\"1\", IF(AS124<3,\"2\", IF(AS124<9,\"3\", \"4\")))","v":"1"},{"$f":"IF(AS124<1.4,\"ROJO\", IF(AS124<3,\"AMARILLO\", IF(AS124<9,\"VERDE\", \"AZUL\")))","v":"ROJO"},{"$f":"IF(AS124<1.4,\"Déficit\", IF(AS124<3,\"Equilibrio\", IF(AS124<9,\"Disponibilidad\", \"Abundante\")))","v":"Déficit"},null,null,null,null,null,null,null,null,null,null,null,null,null,null,null,null,null,1.3851639326901477E-2]
[null,null,null,null,null,null,null,null,null,null,null,null,null,null,null,null,null,null,null,null,{"$f":"IF(U126=0,\"\",U126/(SUM($U126:$Z126)))","v":1},"","","","","",1,null,null,null,null,null,{"$f":"IF(U125=0,\"\",U125)","v":1},"","","","","",1]
[4,4,null,5,null,null,null,{"$f":"C30","v":61.996000000000002},null,{"$f":"J30","v":0},{"$f":"+I30","v":2.7954811980000005},{"$f":"SUM(H126:K126)","v":64.791481198},{"$f":"+H30","v":27.065489549999999},{"$f":"+L30","v":2.5859999999999999},{"$f":"+K30","v":0},{"$f":"SUM(M126:O126)","v":29.651489549999997},{"$f":"+P126","v":29.651489549999997},{"$f":"+M30","v":-0.17599999999999999},{"$f":"L126-Q126-R126","v":35.315991648000008},{"$f":"IF(S126>=0,S126,0)","v":35.315991648000008},{"$f":"K126+H126","v":64.791481198},null,null,null,null,{"$f":"J126","v":0},64.791481198,{"$f":"+Q126","v":29.651489549999997},{"$f":"(R128+AB128+AC128)*V127","v":35.304519255251144},{"$f":"(AB126+AC126+R126)*U125","v":64.780008805251143},{"$f":"IF(Z126>0,(AB126+R126+AC126)*Z125,\"\")","v":""},{"$f":"SUM(AB126:AD126)","v":129.7360176105023},{"$f":"IF(AG125=\"\",\"\",$AF126*AG125)","v":129.7360176105023},"","","","","",129.7360176105023,{"$f":"+U126","v":64.791481198},1.1472392748856919E-2,{"$f":"IF(Z126=0,\"\",IF(Z126-AE126<0,0,Z126-AE126))","v":""},{"$f":"+AC126","v":35.304519255251144},{"$f":"T126-AQ126","v":1.1472392748864024E-2},{"$f":"(I126+U126+Z126)/(AB126+R126+AC126)","v":1.0001770977337059},{"$f":"IF(AS126<1.4,\"1\", IF(AS126<3,\"2\", IF(AS126<9,\"3\", \"4\")))","v":"1"},{"$f":"IF(AS126<1.4,\"ROJO\", IF(AS126<3,\"AMARILLO\", IF(AS126<9,\"VERDE\", \"AZUL\")))","v":"ROJO"},{"$f":"IF(AS126<1.4,\"Déficit\", IF(AS126<3,\"Equilibrio\", IF(AS126<9,\"Disponibilidad\", \"Abundante\")))","v":"Déficit"},null,null,null,null,null,null,null,null,null,null,null,null,null,null,null,null,null,1.1472392748856919E-2]
[null,null,null,null,null,null,null,null,null,null,null,null,null,null,null,null,null,null,null,null,{"$f":"IF(U128=0,\"\",U128/(SUM($U128:$Z128)))","v":0.79490880010649889},0.20509119989350116,"","","","",1,null,null,null,null,null,{"$f":"IF(U127=0,\"\",U127)","v":0.79490880010649889},0.20509119989350116,"","","","",1]
[5,5,4,12,null,null,null,{"$f":"C31","v":131.679},{"$f":"+T126","v":35.315991648000008},{"$f":"J31","v":0},{"$f":"+I31","v":5.2015319782635299},{"$f":"SUM(H128:K128)","v":172.19652362626351},{"$f":"+H31","v":52.803687472635296},{"$f":"+L31","v":9.7279999999999998},{"$f":"+K31","v":0},{"$f":"SUM(M128:O128)","v":62.531687472635298},{"$f":"+P128","v":62.531687472635298},{"$f":"+M31","v":0},{"$f":"L128-Q128-R128","v":109.66483615362822},{"$f":"IF(S128>=0,S128,0)","v":109.66483615362822},{"$f":"K128+H128","v":136.88053197826352},{"$f":"+T126","v":35.315991648000008},null,null,null,{"$f":"J128","v":0},172.19652362626351,{"$f":"+Q128","v":62.531687472635298},{"$f":"(R142+AB142+AC142)*Y141","v":109.60889814773219},{"$f":"(R128+AB128+AC128)*U127","v":136.83606636511635},{"$f":"IF(Z128>0,(AB128+R128+AC128)*Z127,\"\")","v":""},{"$f":"SUM(AB128:AD128)","v":308.97665198548384},{"$f":"IF(AG127=\"\",\"\",$AF128*AG127)","v":245.60825969070424},63.368392294779611,"","","","",308.97665198548384,{"$f":"+U128","v":136.88053197826352},4.446561314716746E-2,{"$f":"IF(Z128=0,\"\",IF(Z128-AE128<0,0,Z128-AE128))","v":""},{"$f":"+AC128","v":109.60889814773219},{"$f":"T128-AQ128","v":5.5938005896024379E-2},{"$f":"(I128+U128+Z128)/(AB128+R128+AC128)","v":1.0003249553595652},{"$f":"IF(AS128<1.4,\"1\", IF(AS128<3,\"2\", IF(AS128<9,\"3\", \"4\")))","v":"1"},{"$f":"IF(AS128<1.4,\"ROJO\", IF(AS128<3,\"AMARILLO\", IF(AS128<9,\"VERDE\", \"AZUL\")))","v":"ROJO"},{"$f":"IF(AS128<1.4,\"Déficit\", IF(AS128<3,\"Equilibrio\", IF(AS128<9,\"Disponibilidad\", \"Abundante\")))","v":"Déficit"},null,null,null,null,null,null,null,null,null,null,null,null,null,null,null,null,null,4.446561314716746E-2]
[null,null,null,null,null,null,null,null,null,null,null,null,null,null,null,null,null,null,null,null,{"$f":"IF(U130=0,\"\",U130/(SUM($U130:$Z130)))","v":0.53509174590931119},0.46490825409068881,"","","","",1,null,null,null,null,null,{"$f":"IF(U129=0,\"\",U129)","v":0.53509174590931119},0.46490825409068881,"","","","",1]
[6,6,3,9,null,null,null,{"$f":"C32","v":57.143999999999998},{"$f":"+T124","v":51.003212703732778},{"$f":"+J32","v":0},{"$f":"+I32","v":1.5587610125000002},{"$f":"SUM(H130:K130)","v":109.70597371623278},{"$f":"+H32","v":14.958574370000001},{"$f":"+L32","v":2.3149999999999999},{"$f":"+K32","v":0},{"$f":"SUM(M130:O130)","v":17.273574370000002},{"$f":"+P130","v":17.273574370000002},{"$f":"+M32","v":0},{"$f":"L130-Q130-R130","v":92.432399346232771},{"$f":"IF(S130>=0,S130,0)","v":92.432399346232771},{"$f":"K130+H130","v":58.702761012499998},{"$f":"+T124","v":51.003212703732778},null,null,null,{"$f":"J130","v":0},109.70597371623278,{"$f":"+Q130","v":17.273574370000002},{"$f":"(R136+AB136+AC136)*X135","v":92.389731460572506},{"$f":"(R130+AB130+AC130)*U129","v":58.679929779067791},{"$f":"IF(Z130>0,(AB130+R130+AC130)*Z129,\"\")","v":""},{"$f":"SUM(AB130:AD130)","v":168.34323560964032},{"$f":"IF(AG129=\"\",\"\",$AF130*AG129)","v":90.079075854384968},78.264159755255349,"","","","",168.34323560964032,{"$f":"+U130","v":58.702761012499998},2.2831233432206943E-2,{"$f":"IF(Z130=0,\"\",IF(Z130-AE130<0,0,Z130-AE130))","v":""},{"$f":"+AC130","v":92.389731460572506},{"$f":"T130-AQ130","v":4.2667885660264915E-2},{"$f":"(I130+U130+Z130)/(AB130+R130+AC130)","v":1.0003890807899425},{"$f":"IF(AS130<1.4,\"1\", IF(AS130<3,\"2\", IF(AS130<9,\"3\", \"4\")))","v":"1"},{"$f":"IF(AS130<1.4,\"ROJO\", IF(AS130<3,\"AMARILLO\", IF(AS130<9,\"VERDE\", \"AZUL\")))","v":"ROJO"},{"$f":"IF(AS130<1.4,\"Déficit\", IF(AS130<3,\"Equilibrio\", IF(AS130<9,\"Disponibilidad\", \"Abundante\")))","v":"Déficit"},null,null,null,null,null,null,null,null,null,null,null,null,null,null,null,null,null,2.2831233432206943E-2]
[null,null,null,null,null,null,null,null,null,null,null,null,null,null,null,null,null,null,null,null,{"$f":"IF(U132=0,\"\",U132/(SUM($U132:$Z132)))","v":1},"","","","","",1,null,null,null,null,null,{"$f":"IF(U131=0,\"\",U131)","v":1},"","","","","",1]
[7,7,null,9,null,null,null,{"$f":"C33","v":21.568999999999999},null,{"$f":"+J33","v":0},{"$f":"+I33","v":0.22907065000000001},{"$f":"SUM(H132:K132)","v":21.79807065},{"$f":"+H33","v":2.5290215800000002},{"$f":"+L33","v":1.615},{"$f":"+K33","v":0},{"$f":"SUM(M132:O132)","v":4.1440215800000004},{"$f":"+P132","v":4.1440215800000004},{"$f":"+M33","v":0},{"$f":"L132-Q132-R132","v":17.654049069999999},{"$f":"IF(S132>=0,S132,0)","v":17.654049069999999},{"$f":"K132+H132","v":21.79807065},null,null,null,null,{"$f":"J132","v":0},21.79807065,{"$f":"+Q132","v":4.1440215800000004},{"$f":"(R136+AB136+AC136)*W135","v":17.645899752742334},{"$f":"(AB132+AC132+R132)*U131","v":21.789921332742335},{"$f":"IF(Z132>0,(AB132+R132+AC132)*Z131,\"\")","v":""},{"$f":"SUM(AB132:AD132)","v":43.579842665484669},{"$f":"IF(AG131=\"\",\"\",$AF132*AG131)","v":43.579842665484669},"","","","","",43.579842665484669,{"$f":"+U132","v":21.79807065},8.1493172576649897E-3,{"$f":"IF(Z132=0,\"\",IF(Z132-AE132<0,0,Z132-AE132))","v":""},{"$f":"+AC132","v":17.645899752742334},{"$f":"T132-AQ132","v":8.1493172576649897E-3},{"$f":"(I132+U132+Z132)/(AB132+R132+AC132)","v":1.0003739947993946},{"$f":"IF(AS132<1.4,\"1\", IF(AS132<3,\"2\", IF(AS132<9,\"3\", \"4\")))","v":"1"},{"$f":"IF(AS132<1.4,\"ROJO\", IF(AS132<3,\"AMARILLO\", IF(AS132<9,\"VERDE\", \"AZUL\")))","v":"ROJO"},{"$f":"IF(AS132<1.4,\"Déficit\", IF(AS132<3,\"Equilibrio\", IF(AS132<9,\"Disponibilidad\", \"Abundante\")))","v":"Déficit"},null,null,null,null,null,null,null,null,null,null,null,null,null,null,null,null,null,8.1493172576649897E-3]
[null,null,null,null,null,null,null,null,null,null,null,null,null,null,null,null,null,null,null,null,{"$f":"IF(U134=0,\"\",U134/(SUM($U134:$Z134)))","v":1},"","","","","",1,null,null,null,null,null,{"$f":"IF(U133=0,\"\",U133)","v":1},"","","","","",1]
[8,8,null,9,null,null,null,{"$f":"C34","v":100.64700000000001},null,{"$f":"+J34","v":0},{"$f":"+I34","v":3.097386282},{"$f":"SUM(H134:K134)","v":103.74438628200001},{"$f":"+H34","v":32.901067364999989},{"$f":"+L34","v":12.404999999999999},{"$f":"+K34","v":0},{"$f":"SUM(M134:O134)","v":45.30606736499999},{"$f":"+P134","v":45.30606736499999},{"$f":"+M34","v":0},{"$f":"L134-Q134-R134","v":58.438318917000018},{"$f":"IF(S134>=0,S134,0)","v":58.438318917000018},{"$f":"K134+H134","v":103.74438628200001},null,null,null,null,{"$f":"J134","v":0},103.74438628200001,{"$f":"+Q134","v":45.30606736499999},{"$f":"(R136+AB136+AC136)*V135","v":58.411343099782627},{"$f":"(AB134+AC134+R134)*U133","v":103.71741046478262},{"$f":"IF(Z134>0,(AB134+R134+AC134)*Z133,\"\")","v":""},{"$f":"SUM(AB134:AD134)","v":207.43482092956523},{"$f":"IF(AG133=\"\",\"\",$AF134*AG133)","v":207.43482092956523},"","","","","",207.43482092956523,{"$f":"+U134","v":103.74438628200001},2.6975817217390841E-2,{"$f":"IF(Z134=0,\"\",IF(Z134-AE134<0,0,Z134-AE134))","v":""},{"$f":"+AC134","v":58.411343099782627},{"$f":"T134-AQ134","v":2.6975817217390841E-2},{"$f":"(I134+U134+Z134)/(AB134+R134+AC134)","v":1.0002600895750917},{"$f":"IF(AS134<1.4,\"1\", IF(AS134<3,\"2\", IF(AS134<9,\"3\", \"4\")))","v":"1"},{"$f":"IF(AS134<1.4,\"ROJO\", IF(AS134<3,\"AMARILLO\", IF(AS134<9,\"VERDE\", \"AZUL\")))","v":"ROJO"},{"$f":"IF(AS134<1.4,\"Déficit\", IF(AS134<3,\"Equilibrio\", IF(AS134<9,\"Disponibilidad\", \"Abundante\")))","v":"Déficit"},null,null,null,null,null,null,null,null,null,null,null,null,null,null,null,null,null,2.6975817217390841E-2]
[null,null,null,null,null,null,null,null,null,null,null,null,null,null,null,null,null,null,null,null,{"$f":"IF(U136=0,\"\",U136/(SUM($U136:$Z136)))","v":0.17257965098789793},0.28691957270810931,8.6677582613672227E-2,0.45382319369032065,"","",1,null,null,null,null,null,{"$f":"IF(U135=0,\"\",U135)","v":0.17257965098789793},0.28691957270810931,8.6677582613672227E-2,0.45382319369032065,"","",1]
[9,9,"6, 7, 8",12,null,null,null,{"$f":"C35","v":32.832999999999998},{"$f":"T134+T130+T132","v":168.52476733323277},{"$f":"+J35","v":0},{"$f":"+I35","v":2.3171453450000001},{"$f":"SUM(H136:K136)","v":203.67491267823277},{"$f":"+H35","v":16.154899669999999},{"$f":"+L35","v":3.1989999999999998},{"$f":"+K35","v":0},{"$f":"SUM(M136:O136)","v":19.353899669999997},{"$f":"+P136","v":19.353899669999997},{"$f":"+M35","v":0},{"$f":"L136-Q136-R136","v":184.32101300823277},{"$f":"IF(S136>=0,S136,0)","v":184.32101300823277},{"$f":"K136+H136","v":35.150145344999999},{"$f":"+T134","v":58.438318917000018},{"$f":"+T132","v":17.654049069999999},{"$f":"+T130","v":92.432399346232771},null,{"$f":"J136","v":0},203.67491267823277,{"$f":"+Q136","v":19.353899669999997},{"$f":"(R142+AB142+AC142)*X141","v":184.22699426645514},{"$f":"(R136+AB136+AC136)*U135","v":35.133919623357691},{"$f":"IF(Z136>0,(AB136+R136+AC136)*Z135,\"\")","v":""},{"$f":"SUM(AB136:AD136)","v":238.71481355981282},{"$f":"IF(AG135=\"\",\"\",$AF136*AG135)","v":41.197319209793619},68.491952305677472,20.691222973438041,108.33431907090372,"","",238.71481355981285,{"$f":"+U136","v":35.150145344999999},1.6225721642307178E-2,{"$f":"IF(Z136=0,\"\",IF(Z136-AE136<0,0,Z136-AE136))","v":""},{"$f":"+AC136","v":184.22699426645514},{"$f":"T136-AQ136","v":9.4018741777631476E-2},{"$f":"(I136+U136+Z136)/(AB136+R136+AC136)","v":1.0004618249775785},{"$f":"IF(AS136<1.4,\"1\", IF(AS136<3,\"2\", IF(AS136<9,\"3\", \"4\")))","v":"1"},{"$f":"IF(AS136<1.4,\"ROJO\", IF(AS136<3,\"AMARILLO\", IF(AS136<9,\"VERDE\", \"AZUL\")))","v":"ROJO"},{"$f":"IF(AS136<1.4,\"Déficit\", IF(AS136<3,\"Equilibrio\", IF(AS136<9,\"Disponibilidad\", \"Abundante\")))","v":"Déficit"},null,null,null,null,null,null,null,null,null,null,null,null,null,null,null,null,null,1.6225721642307178E-2]
[null,null,null,null,null,null,null,null,null,null,null,null,null,null,null,null,null,null,null,null,{"$f":"IF(U138=0,\"\",U138/(SUM($U138:$Z138)))","v":1},"","","","","",1,null,null,null,null,null,{"$f":"IF(U137=0,\"\",U137)","v":1},"","","","","",1]
[10,10,null,12,null,null,null,{"$f":"C36","v":74.036000000000001},null,{"$f":"+J36","v":0},{"$f":"+I36","v":0.67302015749999999},{"$f":"SUM(H138:K138)","v":74.709020157500007},{"$f":"+H36","v":5.8374030299999999},{"$f":"+L36","v":2.2679999999999998},{"$f":"+K36","v":0},{"$f":"SUM(M138:O138)","v":8.1054030299999997},{"$f":"+P138","v":8.1054030299999997},{"$f":"+M36","v":0},{"$f":"L138-Q138-R138","v":66.603617127500002},{"$f":"IF(S138>=0,S138,0)","v":66.603617127500002},{"$f":"K138+H138","v":74.709020157500007},null,null,null,null,{"$f":"J138","v":0},74.709020157500007,{"$f":"+Q138","v":8.1054030299999997},{"$f":"(R142+AB142+AC142)*W141","v":66.569643853493048},{"$f":"(AB138+AC138+R138)*U137","v":74.675046883493053},{"$f":"IF(Z138>0,(AB138+R138+AC138)*Z137,\"\")","v":""},{"$f":"SUM(AB138:AD138)","v":149.35009376698611},{"$f":"IF(AG137=\"\",\"\",$AF138*AG137)","v":149.35009376698611},"","","","","",149.35009376698611,{"$f":"+U138","v":74.709020157500007},3.3973274006953602E-2,{"$f":"IF(Z138=0,\"\",IF(Z138-AE138<0,0,Z138-AE138))","v":""},{"$f":"+AC138","v":66.569643853493048},{"$f":"T138-AQ138","v":3.3973274006953602E-2},{"$f":"(I138+U138+Z138)/(AB138+R138+AC138)","v":1.0004549481443241},{"$f":"IF(AS138<1.4,\"1\", IF(AS138<3,\"2\", IF(AS138<9,\"3\", \"4\")))","v":"1"},{"$f":"IF(AS138<1.4,\"ROJO\", IF(AS138<3,\"AMARILLO\", IF(AS138<9,\"VERDE\", \"AZUL\")))","v":"ROJO"},{"$f":"IF(AS138<1.4,\"Déficit\", IF(AS138<3,\"Equilibrio\", IF(AS138<9,\"Disponibilidad\", \"Abundante\")))","v":"Déficit"},null,null,null,null,null,null,null,null,null,null,null,null,null,null,null,null,null,3.3973274006953602E-2]
[null,null,null,null,null,null,null,null,null,null,null,null,null,null,null,null,null,null,null,null,{"$f":"IF(U140=0,\"\",U140/(SUM($U140:$Z140)))","v":1},"","","","","",1,null,null,null,null,null,{"$f":"IF(U139=0,\"\",U139)","v":1},"","","","","",1]
[11,11,null,12,null,null,null,{"$f":"C37","v":60.704000000000001},null,{"$f":"+J37","v":0},{"$f":"+I37","v":9.1481829374999997},{"$f":"SUM(H140:K140)","v":69.852182937500004},{"$f":"+H37","v":40.694166949999996},{"$f":"+L37","v":10.989000000000001},{"$f":"+K37","v":0},{"$f":"SUM(M140:O140)","v":51.68316695},{"$f":"+P140","v":51.68316695},{"$f":"+M37","v":0},{"$f":"L140-Q140-R140","v":18.169015987500003},{"$f":"IF(S140>=0,S140,0)","v":18.169015987500003},{"$f":"K140+H140","v":69.852182937500004},null,null,null,null,{"$f":"J140","v":0},69.852182937500004,{"$f":"+Q140","v":51.68316695},{"$f":"(R142+AB142+AC142)*V141","v":18.159748308277745},{"$f":"(AB140+AC140+R140)*U139","v":69.842915258277742},{"$f":"IF(Z140>0,(AB140+R140+AC140)*Z139,\"\")","v":""},{"$f":"SUM(AB140:AD140)","v":139.68583051655548},{"$f":"IF(AG139=\"\",\"\",$AF140*AG139)","v":139.68583051655548},"","","","","",139.68583051655548,{"$f":"+U140","v":69.852182937500004},9.2676792222619042E-3,{"$f":"IF(Z140=0,\"\",IF(Z140-AE140<0,0,Z140-AE140))","v":""},{"$f":"+AC140","v":18.159748308277745},{"$f":"T140-AQ140","v":9.2676792222583515E-3},{"$f":"(I140+U140+Z140)/(AB140+R140+AC140)","v":1.0001326931899677},{"$f":"IF(AS140<1.4,\"1\", IF(AS140<3,\"2\", IF(AS140<9,\"3\", \"4\")))","v":"1"},{"$f":"IF(AS140<1.4,\"ROJO\", IF(AS140<3,\"AMARILLO\", IF(AS140<9,\"VERDE\", \"AZUL\")))","v":"ROJO"},{"$f":"IF(AS140<1.4,\"Déficit\", IF(AS140<3,\"Equilibrio\", IF(AS140<9,\"Disponibilidad\", \"Abundante\")))","v":"Déficit"},null,null,null,null,null,null,null,null,null,null,null,null,null,null,null,null,null,9.2676792222619042E-3]
[null,null,null,null,null,null,null,null,null,null,null,null,null,null,null,null,null,null,null,null,{"$f":"IF(U142=0,\"\",U142/(SUM($U142:$Z142)))","v":0.30700467475945964},3.3242933776343707E-2,0.12186128489059063,0.33724287728277652,0.20064822929082937,"",0.99999999999999978,null,null,null,null,null,{"$f":"IF(U141=0,\"\",U141)","v":0.30700467475945964},3.3242933776343707E-2,0.12186128489059063,0.33724287728277652,0.20064822929082937,"",0.99999999999999978]
[12,12,"5, 9, 10, 11",13,null,null,null,{"$f":"C38","v":164.452},{"$f":"T128+T136+T138+T140","v":378.758482276861},{"$f":"+J38","v":0},{"$f":"+I38","v":3.3422410700000005},{"$f":"SUM(H142:K142)","v":546.55272334686106},{"$f":"+H38","v":28.666633019999999},{"$f":"+L38","v":3.7519999999999998},{"$f":"+K38","v":119.837},{"$f":"SUM(M142:O142)","v":152.25563302},{"$f":"+P142","v":152.25563302},{"$f":"+M38","v":0},{"$f":"L142-Q142-R142","v":394.29709032686105},{"$f":"IF(S142>=0,S142,0)","v":394.29709032686105},{"$f":"K142+H142","v":167.79424107},{"$f":"+T140","v":18.169015987500003},{"$f":"+T138","v":66.603617127500002},{"$f":"+T136","v":184.32101300823277},{"$f":"+T128","v":109.66483615362822},{"$f":"J142","v":0},546.55272334686106,{"$f":"+Q142","v":152.25563302},{"$f":"(R144+AB144+AC144)*V143","v":394.01830388506818},{"$f":"(R142+AB142+AC142)*U141","v":167.70865232911004},{"$f":"IF(Z142>0,(AB142+R142+AC142)*Z141,\"\")","v":""},{"$f":"SUM(AB142:AD142)","v":713.98258923417825},{"$f":"IF(AG141=\"\",\"\",$AF142*AG141)","v":219.19599259175575},23.734875931374198,87.006835713587748,240.78554272314102,143.25934227431944,"",713.98258923417814,{"$f":"+U142","v":167.79424107},8.5588740889960491E-2,{"$f":"IF(Z142=0,\"\",IF(Z142-AE142<0,0,Z142-AE142))","v":""},{"$f":"+AC142","v":394.01830388506818},{"$f":"T142-AQ142","v":0.27878644179287448},{"$f":"(I142+U142+Z142)/(AB142+R142+AC142)","v":1.0005103418321077},{"$f":"IF(AS142<1.4,\"1\", IF(AS142<3,\"2\", IF(AS142<9,\"3\", \"4\")))","v":"1"},{"$f":"IF(AS142<1.4,\"ROJO\", IF(AS142<3,\"AMARILLO\", IF(AS142<9,\"VERDE\", \"AZUL\")))","v":"ROJO"},{"$f":"IF(AS142<1.4,\"Déficit\", IF(AS142<3,\"Equilibrio\", IF(AS142<9,\"Disponibilidad\", \"Abundante\")))","v":"Déficit"},null,null,null,null,null,null,null,null,null,null,null,null,null,null,null,null,null,8.5588740889960491E-2]
[null,null,null,null,null,null,null,null,null,null,null,null,null,null,null,null,null,null,null,null,{"$f":"IF(U144=0,\"\",U144/(SUM($U144:$Z144)))","v":0.32897476656049429},{"$f":"IF(V144=0,\"\",V144/(SUM($U144:$Z144)))","v":0.67102523343950582},{"$f":"IF(W144=0,\"\",W144/(SUM($U144:$Z144)))","v":""},null,{"$f":"IF(Y144=0,\"\",Y144/(SUM($U144:$Z144)))","v":""},{"$f":"IF(Z144=0,\"\",Z144/(SUM($U144:$Z144)))","v":""},1,null,null,null,null,null,{"$f":"IF(U143=0,\"\",U143)","v":0.32897476656049429},0.67102523343950582,"","","","",1]
[13,13,12,19,null,null,null,{"$f":"C39","v":187.33},{"$f":"T142","v":394.29709032686105},{"$f":"J39","v":0},{"$f":"+I39","v":5.9768784625000002},{"$f":"SUM(H144:K144)","v":587.60396878936115},{"$f":"+H39","v":361.56818730999998},{"$f":"+L39","v":4.5730000000000004},{"$f":"+K39","v":0},{"$f":"SUM(M144:O144)","v":366.14118730999996},{"$f":"+P144","v":366.14118730999996},{"$f":"+M39","v":0},{"$f":"L144-Q144-R144","v":221.46278147936118},{"$f":"IF(S144>=0,S144,0)","v":221.46278147936118},{"$f":"K144+H144","v":193.30687846250001},{"$f":"+T142","v":394.29709032686105},null,null,null,{"$f":"J144","v":0},587.60396878936103,{"$f":"+Q144","v":366.14118730999996},{"$f":"(R168+AA168+AB168)*W167","v":221.04731805429151},{"$f":"(R144+AB144+AC144)*U143","v":193.17020147922335},{"$f":"IF(Z144>0,(AB144+R144+AC144)*Z143,\"\")","v":""},{"$f":"SUM(AB144:AD144)","v":780.35870684351482},{"$f":"IF(AG143=\"\",\"\",$AF144*AG143)","v":256.71832341729447},523.64038342622041,"","","","",780.35870684351494,{"$f":"+U144","v":193.30687846250001},0.13667698327665789,{"$f":"IF(Z144=0,\"\",IF(Z144-AE144<0,0,Z144-AE144))","v":""},{"$f":"+AC144","v":221.04731805429151},{"$f":"T144-AQ144","v":0.41546342506967449},{"$f":"(I144+U144+Z144)/(AB144+R144+AC144)","v":1.0007075469313076},{"$f":"IF(AS144<1.4,\"1\", IF(AS144<3,\"2\", IF(AS144<9,\"3\", \"4\")))","v":"1"},{"$f":"IF(AS144<1.4,\"ROJO\", IF(AS144<3,\"AMARILLO\", IF(AS144<9,\"VERDE\", \"AZUL\")))","v":"ROJO"},{"$f":"IF(AS144<1.4,\"Déficit\", IF(AS144<3,\"Equilibrio\", IF(AS144<9,\"Disponibilidad\", \"Abundante\")))","v":"Déficit"},null,null,null,null,null,null,null,null,null,null,null,null,null,null,null,null,null,{"$f":"SUM(AO144:AP144)","v":0.13667698327665789}]
[]
[]
[null,"RIO JUCHIPILA"]
["No LINEA","CUENCA O REGION","CONEXION",null,null,null,null,"OFERTA  POTENCIAL",null,null,null,null,"DEMANDA CONSUNTIVA",null,null,null,null,null,null,null,"OFERTA REAL",null,null,null,null,null,"EXTRACC Y VOLS RESERV PARA A ABAJO",null,null,null,null,null,null,null,null,null,null,"POR CUENCA PROPIA",null,null,"A LA SAL. DEL C PRINCIPAL",null,"DISPONIBILIDAD RELATIVA"]
[null,"HIDROLOGICA","DE ","HACIA",null,null,null,"Cp","Cp A Arriba","Im","R","TOTAL","Uc","Ev","Ex","TOTAL","TOTAL ACUM.","Dv","Ab","Ab","Cp","Ar1","Ar2","Ar3","Im","TOTAL","Uc","Re1","Re2","RImp","TOTAL","para Cp","para Ar1","para Ar2","para Ar3","para Im","TOTAL","RESERVADO","DISPONIBLE","DImp","RESERVADO","DISPONIBLE","INDICE","CLAVE","COLOR"]
["Cuenca del río Juchipila"]
[null,null,null,null,null,null,null,null,null,null,null,null,null,null,null,null,null,null,null,null,{"$f":"IF(U152=0,\"\",U152/(SUM($U152:$Y152)))","v":1},{"$f":"IF(V152=0,\"\",V152/(SUM($U152:$Y152)))","v":""},{"$f":"IF(W152=0,\"\",W152/(SUM($U152:$Y152)))","v":""},{"$f":"IF(X152=0,\"\",X152/(SUM($U152:$Y152)))","v":""},{"$f":"IF(Y152=0,\"\",Y152/(SUM($U152:$Y152)))","v":""},{"$f":"SUM(U151:Y151)","v":1},null,null,null,null,null,{"$f":"IF(U151=0,\"\",U151)","v":1},{"$f":"IF(V151=0,\"\",V151)","v":""},{"$f":"IF(W151=0,\"\",W151)","v":""},{"$f":"IF(X151=0,\"\",X151)","v":""},null,{"$f":"SUM(AF151:AJ151)","v":1}]
[14,14,null,15,null,null,null,{"$f":"$C$40","v":29.111999999999998},null,{"$f":"$J$40","v":0},{"$f":"$I$40","v":6.6382499999999997E-2},{"$f":"SUM(H152:K152)","v":29.178382499999998},{"$f":"$H$40","v":0.69530999999999998},{"$f":"$L$40","v":1.544},{"$f":"$K$40","v":0},{"$f":"SUM(M152:O152)","v":2.2393100000000001},{"$f":"+P152","v":2.2393100000000001},{"$f":"$M$40","v":0},{"$f":"L152-Q152-R152","v":26.939072499999998},{"$f":"IF(S152>=0,S152,0)","v":26.939072499999998},{"$f":"K152+H152","v":29.178382499999998},null,null,null,{"$f":"J152","v":0},29.178382499999998,{"$f":"+Q152","v":2.2393100000000001},{"$f":"(AA154+AB154+R154)*V153","v":26.936711829345786},{"$f":"(AA152+AB152+R152)*U151","v":29.176021829345785},{"$f":"IF(Y152>0,(AA152+R152+AB152)*Y151,\"\")","v":""},{"$f":"SUM(AA152:AC152)","v":58.352043658691571},{"$f":"IF(AF151=\"\",\"\",$AE152*AF151)","v":58.352043658691571},{"$f":"IF(AG151=\"\",\"\",$AE152*AG151)","v":""},{"$f":"IF(AH151=\"\",\"\",$AE152*AH151)","v":""},{"$f":"IF(AI151=\"\",\"\",$AE152*AI151)","v":""},null,{"$f":"SUM(AF152:AJ152)","v":58.352043658691571},{"$f":"+U152","v":29.178382499999998},{"$f":"IF(D152=\"MAR\",IF((AL152-AB152)<0,0,AL152-AB152),IF(D152=\"Cerrada\",IF((AL152-AB152)<0,0,AL152-AB152),IF((AL152-AC152)<0,0,AL152-AC152)))","v":2.3606706542125266E-3},{"$f":"IF(Y152=0,\"\",IF(Y152-AD152<0,0,Y152-AD152))","v":""},{"$f":"+AB152","v":26.936711829345786},{"$f":"T152-AO152","v":2.3606706542125266E-3},{"$f":"(U152+Y152+I152)/(AA152+R152+AB152)","v":1.0000809113273914},{"$f":"IF(AQ152<1.4,\"1\", IF(AQ152<3,\"2\", IF(AQ152<9,\"3\", \"4\")))","v":"1"},{"$f":"IF(AQ152<1.4,\"ROJO\", IF(AQ152<3,\"AMARILLO\", IF(AQ152<9,\"VERDE\", \"AZUL\")))","v":"ROJO"},{"$f":"IF(AQ152<1.4,\"Déficit\", IF(AQ152<3,\"Equilibrio\", IF(AQ152<9,\"Disponibilidad\", \"Abundante\")))","v":"Déficit"},null,null,null,null,null,null,null,null,null,null,null,null,null,null,null,null,null,null,null,{"$f":"SUM(AM152:AN152)","v":2.3606706542125266E-3}]
[null,null,null,null,null,null,null,null,null,null,null,null,null,null,null,null,null,null,null,null,{"$f":"IF(U154=0,\"\",U154/(SUM($U154:$Y154)))","v":0.78853196582666574},{"$f":"IF(V154=0,\"\",V154/(SUM($U154:$Y154)))","v":0.21146803417333435},{"$f":"IF(W154=0,\"\",W154/(SUM($U154:$Y154)))","v":""},{"$f":"IF(X154=0,\"\",X154/(SUM($U154:$Y154)))","v":""},{"$f":"IF(Y154=0,\"\",Y154/(SUM($U154:$Y154)))","v":""},1,null,null,null,null,null,{"$f":"IF(U153=0,\"\",U153)","v":0.78853196582666574},{"$f":"IF(V153=0,\"\",V153)","v":0.21146803417333435},{"$f":"IF(W153=0,\"\",W153)","v":""},{"$f":"IF(X153=0,\"\",X153)","v":""},null,{"$f":"SUM(AF153:AJ153)","v":1}]
[15,15,14,16,null,null,null,{"$f":"$C$41","v":95.451999999999998},{"$f":"T152","v":26.939072499999998},{"$f":"$J$41","v":0},{"$f":"$I$41","v":4.9996823500630958},{"$f":"SUM(H154:K154)","v":127.39075485006309},{"$f":"$H$41","v":49.642120500630973},{"$f":"$L$41","v":11.481},{"$f":"$K$41","v":0},{"$f":"SUM(M154:O154)","v":61.123120500630975},{"$f":"+P154","v":61.123120500630975},{"$f":"$M$41","v":-0.16700000000000001},{"$f":"L154-Q154-R154","v":66.434634349432116},{"$f":"IF(S154>=0,S154,0)","v":66.434634349432116},{"$f":"K154+H154","v":100.45168235006309},{"$f":"+T152","v":26.939072499999998},null,null,{"$f":"J154","v":0},127.39075485006309,{"$f":"+Q154","v":61.123120500630975},{"$f":"(R156+AA156+AB156)*V155","v":66.423471098856481},{"$f":"(AA154+AB154+R154)*U153","v":100.44287977014167},{"$f":"IF(Y154>0,(AA154+R154+AB154)*Y153,\"\")","v":""},{"$f":"SUM(AA154:AC154)","v":227.98947136962914},{"$f":"IF(AF153=\"\",\"\",$AE154*AF153)","v":179.776986046876},{"$f":"IF(AG153=\"\",\"\",$AE154*AG153)","v":48.212485322753167},{"$f":"IF(AH153=\"\",\"\",$AE154*AH153)","v":""},{"$f":"IF(AI153=\"\",\"\",$AE154*AI153)","v":""},null,227.98947136962917,{"$f":"+U154","v":100.45168235006309},{"$f":"IF(D154=\"MAR\",IF((AL154-AB154)<0,0,AL154-AB154),IF(D154=\"Cerrada\",IF((AL154-AB154)<0,0,AL154-AB154),IF((AL154-AC154)<0,0,AL154-AC154)))","v":8.8025799214221934E-3},{"$f":"IF(Y154=0,\"\",IF(Y154-AD154<0,0,Y154-AD154))","v":""},{"$f":"+AB154","v":66.423471098856481},{"$f":"T154-AO154","v":1.116325057563472E-2},{"$f":"(U154+Y154+I154)/(AA154+R154+AB154)","v":1.0000876376697041},{"$f":"IF(AQ154<1.4,\"1\", IF(AQ154<3,\"2\", IF(AQ154<9,\"3\", \"4\")))","v":"1"},{"$f":"IF(AQ154<1.4,\"ROJO\", IF(AQ154<3,\"AMARILLO\", IF(AQ154<9,\"VERDE\", \"AZUL\")))","v":"ROJO"},{"$f":"IF(AQ154<1.4,\"Déficit\", IF(AQ154<3,\"Equilibrio\", IF(AQ154<9,\"Disponibilidad\", \"Abundante\")))","v":"Déficit"},null,null,null,null,null,null,null,null,null,null,null,null,null,null,null,null,null,null,null,{"$f":"SUM(AM154:AN154)","v":8.8025799214221934E-3}]
[null,null,null,null,null,null,null,null,null,null,null,null,null,null,null,null,null,null,null,null,{"$f":"IF(U156=0,\"\",U156/(SUM($U156:$Y156)))","v":0.70433942907933056},{"$f":"IF(V156=0,\"\",V156/(SUM($U156:$Y156)))","v":0.29566057092066944},{"$f":"IF(W156=0,\"\",W156/(SUM($U156:$Y156)))","v":""},{"$f":"IF(X156=0,\"\",X156/(SUM($U156:$Y156)))","v":""},{"$f":"IF(Y156=0,\"\",Y156/(SUM($U156:$Y156)))","v":""},1,null,null,null,null,null,{"$f":"IF(U155=0,\"\",U155)","v":0.70433942907933056},{"$f":"IF(V155=0,\"\",V155)","v":0.29566057092066944},{"$f":"IF(W155=0,\"\",W155)","v":""},{"$f":"IF(X155=0,\"\",X155)","v":""},null,1]
[16,16,15,17,null,null,null,{"$f":"$C$42","v":149.12899999999999},{"$f":"T154","v":66.434634349432116},{"$f":"$J$42","v":0},{"$f":"$I$42","v":9.135364717500007},{"$f":"SUM(H156:K156)","v":224.69899906693212},{"$f":"$H$42","v":88.657147500000008},{"$f":"$L$42","v":6.4989999999999997},{"$f":"$K$42","v":113.53},{"$f":"SUM(M156:O156)","v":208.6861475},{"$f":"+P156","v":208.6861475},{"$f":"$M$42","v":-0.08},{"$f":"L156-Q156-R156","v":16.092851566932111},{"$f":"IF(S156>=0,S156,0)","v":16.092851566932111},{"$f":"K156+H156","v":158.2643647175},{"$f":"+T154","v":66.434634349432116},null,null,{"$f":"J156","v":0},224.69899906693212,{"$f":"+Q156","v":208.6861475},{"$f":"(R158+AA158+AB158)*V157","v":16.055094585874858},{"$f":"(R156+AA156+AB156)*U155","v":158.23777098701837},{"$f":"IF(Y156>0,(AA156+R156+AB156)*Y155,\"\")","v":""},{"$f":"SUM(AA156:AC156)","v":382.97901307289322},{"$f":"IF(AF155=\"\",\"\",$AE156*AF155)","v":269.7472194171271},{"$f":"IF(AG155=\"\",\"\",$AE156*AG155)","v":113.23179365576614},{"$f":"IF(AH155=\"\",\"\",$AE156*AH155)","v":""},{"$f":"IF(AI155=\"\",\"\",$AE156*AI155)","v":""},null,382.97901307289322,{"$f":"+U156","v":158.2643647175},{"$f":"IF(D156=\"MAR\",IF((AL156-AB156)<0,0,AL156-AB156),IF(D156=\"Cerrada\",IF((AL156-AB156)<0,0,AL156-AB156),IF((AL156-AC156)<0,0,AL156-AC156)))","v":2.6593730481636157E-2},{"$f":"IF(Y156=0,\"\",IF(Y156-AD156<0,0,Y156-AD156))","v":""},{"$f":"+AB156","v":16.055094585874858},{"$f":"T156-AO156","v":3.7756981057253114E-2},{"$f":"(U156+Y156+I156)/(AA156+R156+AB156)","v":1.0001680618370428},{"$f":"IF(AQ156<1.4,\"1\", IF(AQ156<3,\"2\", IF(AQ156<9,\"3\", \"4\")))","v":"1"},{"$f":"IF(AQ156<1.4,\"ROJO\", IF(AQ156<3,\"AMARILLO\", IF(AQ156<9,\"VERDE\", \"AZUL\")))","v":"ROJO"},{"$f":"IF(AQ156<1.4,\"Déficit\", IF(AQ156<3,\"Equilibrio\", IF(AQ156<9,\"Disponibilidad\", \"Abundante\")))","v":"Déficit"},null,null,null,null,null,null,null,null,null,null,null,null,null,null,null,null,null,null,null,{"$f":"SUM(AM156:AN156)","v":2.6593730481636157E-2}]
[null,null,null,null,null,null,null,null,null,null,null,null,null,null,null,null,null,null,null,null,{"$f":"IF(U158=0,\"\",U158/(SUM($U158:$Y158)))","v":0.92183587696082525},{"$f":"IF(V158=0,\"\",V158/(SUM($U158:$Y158)))","v":7.8164123039174693E-2},{"$f":"IF(W158=0,\"\",W158/(SUM($U158:$Y158)))","v":""},{"$f":"IF(X158=0,\"\",X158/(SUM($U158:$Y158)))","v":""},{"$f":"IF(Y158=0,\"\",Y158/(SUM($U158:$Y158)))","v":""},1,null,null,null,null,null,{"$f":"IF(U157=0,\"\",U157)","v":0.92183587696082525},{"$f":"IF(V157=0,\"\",V157)","v":7.8164123039174693E-2},{"$f":"IF(W157=0,\"\",W157)","v":""},{"$f":"IF(X157=0,\"\",X157)","v":""},null,1]
[17,17,16,20,null,null,null,{"$f":"$C$43","v":186.36500000000001},{"$f":"T156","v":16.092851566932111},{"$f":"$J$43","v":0},{"$f":"$I$43","v":3.4275462500000002},{"$f":"SUM(H158:K158)","v":205.88539781693211},{"$f":"$H$43","v":22.393222999999999},{"$f":"$L$43","v":0.93700000000000006},{"$f":"$K$43","v":0},{"$f":"SUM(M158:O158)","v":23.330223},{"$f":"+P158","v":23.330223},{"$f":"$M$43","v":0},{"$f":"L158-Q158-R158","v":182.55517481693212},{"$f":"IF(S158>=0,S158,0)","v":182.55517481693212},{"$f":"K158+H158","v":189.79254625000002},{"$f":"+T156","v":16.092851566932111},null,null,{"$f":"J158","v":0},205.88539781693214,{"$f":"+Q158","v":23.330223},{"$f":"(R170+AA170+AB170)*W169","v":182.07212735744321},{"$f":"(R158+AA158+AB158)*U157","v":189.34725577156831},{"$f":"IF(Y158>0,(AA158+R158+AB158)*Y157,\"\")","v":""},{"$f":"SUM(AA158:AC158)","v":394.74960612901151},{"$f":"IF(AF157=\"\",\"\",$AE158*AF157)","v":363.89434934587769},{"$f":"IF(AG157=\"\",\"\",$AE158*AG157)","v":30.855256783133804},{"$f":"IF(AH157=\"\",\"\",$AE158*AH157)","v":""},{"$f":"IF(AI157=\"\",\"\",$AE158*AI157)","v":""},null,394.74960612901151,{"$f":"+U158","v":189.79254625000002},{"$f":"IF(D158=\"MAR\",IF((AL158-AB158)<0,0,AL158-AB158),IF(D158=\"Cerrada\",IF((AL158-AB158)<0,0,AL158-AB158),IF((AL158-AC158)<0,0,AL158-AC158)))","v":0.44529047843170133},{"$f":"IF(Y158=0,\"\",IF(Y158-AD158<0,0,Y158-AD158))","v":""},{"$f":"+AB158","v":182.07212735744321},{"$f":"T158-AO158","v":0.48304745948891537},{"$f":"(U158+Y158+I158)/(AA158+R158+AB158)","v":1.0023517133988407},{"$f":"IF(AQ158<1.4,\"1\", IF(AQ158<3,\"2\", IF(AQ158<9,\"3\", \"4\")))","v":"1"},{"$f":"IF(AQ158<1.4,\"ROJO\", IF(AQ158<3,\"AMARILLO\", IF(AQ158<9,\"VERDE\", \"AZUL\")))","v":"ROJO"},{"$f":"IF(AQ158<1.4,\"Déficit\", IF(AQ158<3,\"Equilibrio\", IF(AQ158<9,\"Disponibilidad\", \"Abundante\")))","v":"Déficit"},null,null,null,null,null,null,null,null,null,null,null,null,null,null,null,null,null,null,null,{"$f":"SUM(AM158:AN158)","v":0.44529047843170133}]
[]
[]
[null,"RIO SANTIAGO"]
["No LINEA","CUENCA O REGION","CONEXION",null,null,null,null,"OFERTA  POTENCIAL",null,null,null,null,"DEMANDA CONSUNTIVA",null,null,null,null,null,null,null,"OFERTA REAL",null,null,null,null,null,"EXTRACC Y VOLS RESERV PARA A ABAJO",null,null,null,null,null,null,null,null,null,null,"POR CUENCA PROPIA",null,null,"A LA SAL. DEL C PRINCIPAL",null,"DISPONIBILIDAD RELATIVA"]
[null,"HIDROLOGICA","DE ","HACIA",null,null,null,"Cp","Cp A Arriba","Im","R","TOTAL","Uc","Ev","Ex","TOTAL","TOTAL ACUM.","Dv","Ab","Ab","Cp","Ar1","Ar2","Ar3","Im","TOTAL","Uc","Re1","Re2","RImp","TOTAL","para Cp","para Ar1","para Ar2","para Ar3","para Im","TOTAL","RESERVADO","DISPONIBLE","DImp","RESERVADO","DISPONIBLE","INDICE","CLAVE","COLOR"]
["Cuenca del río Santiago"]
[null,null,null,null,null,null,null,null,null,null,null,null,null,null,null,null,null,null,null,null,{"$f":"IF(U166=0,\"\",U166/(SUM($U166:$Y166)))","v":0.92950936821642904},{"$f":"IF(V166=0,\"\",V166/(SUM($U166:$Y166)))","v":""},{"$f":"IF(W166=0,\"\",W166/(SUM($U166:$Y166)))","v":""},{"$f":"IF(X166=0,\"\",X166/(SUM($U166:$Y166)))","v":""},{"$f":"IF(Y166=0,\"\",Y166/(SUM($U166:$Y166)))","v":7.0490631783570984E-2},{"$f":"SUM(U165:Y165)","v":1},null,null,null,null,null,{"$f":"IF(U165=0,\"\",U165)","v":0.92950936821642904},{"$f":"IF(V165=0,\"\",V165)","v":""},{"$f":"IF(W165=0,\"\",W165)","v":""},{"$f":"IF(X165=0,\"\",X165)","v":""},null,{"$f":"SUM(AF165:AJ165)","v":0.92950936821642904}]
[18,18,null,19,null,null,null,{"$f":"$C$44","v":474.19299999999998},null,{"$f":"$J$44","v":168.3957697174188},{"$f":"$I$44","v":1746.3211528726956},{"$f":"SUM(H166:K166)","v":2388.9099225901145},{"$f":"$H$44","v":1891.5585222919553},{"$f":"$L$44","v":38.927},{"$f":"$K$44","v":0},{"$f":"SUM(M166:O166)","v":1930.4855222919552},{"$f":"+P166","v":1930.4855222919552},{"$f":"$M$44","v":0.308},{"$f":"L166-Q166-R166","v":458.11640029815931},{"$f":"IF(S166>=0,S166,0)","v":458.11640029815931},{"$f":"K166+H166","v":2220.5141528726954},null,null,null,{"$f":"+J166","v":168.3957697174188},2388.9099225901141,{"$f":"+Q166","v":1930.4855222919552},{"$f":"(R168+AA168+AB168)*V167","v":457.25697548882079},{"$f":"(R166+AA166+AB166)*U165","v":2219.7153094611381},{"$f":"IF(Y166>0,(AA166+R166+AB166)*Y165,\"\")","v":168.33518831963806},{"$f":"SUM(AA166:AC166)","v":4607.4578072419135},{"$f":"IF(AF165=\"\",\"\",$AE166*AF165)","v":4282.6751954932843},{"$f":"IF(AG165=\"\",\"\",$AE166*AG165)","v":""},{"$f":"IF(AH165=\"\",\"\",$AE166*AH165)","v":""},{"$f":"IF(AI165=\"\",\"\",$AE166*AI165)","v":""},null,4282.6751954932843,{"$f":"+U166","v":2220.5141528726954},{"$f":"IF(D166=\"Lago\",IF((AL166-AB166)<0,0,AL166-AB166),IF(D166=\"Cerrada\",IF((AL166-AB166)<0,0,AL166-AB166),IF((AL166-AC166)<0,0,AL166-AC166)))","v":0.79884341155729999},{"$f":"IF(Y166=0,\"\",IF(Y166-AD166<0,0,Y166-AD166))","v":6.0581397780737234E-2},{"$f":"+AB166","v":457.25697548882079},{"$f":"T166-AO166","v":0.85942480933852039},{"$f":"(I166+U166+Y166)/(AA166+R166+AB166)","v":1.0003598855259288},{"$f":"IF(AQ166<1.4,\"1\", IF(AQ166<3,\"2\", IF(AQ166<9,\"3\", \"4\")))","v":"1"},{"$f":"IF(AQ166<1.4,\"ROJO\", IF(AQ166<3,\"AMARILLO\", IF(AQ166<9,\"VERDE\", \"AZUL\")))","v":"ROJO"},{"$f":"IF(AQ166<1.4,\"Déficit\", IF(AQ166<3,\"Equilibrio\", IF(AQ166<9,\"Disponibilidad\", \"Abundante\")))","v":"Déficit"},null,null,null,null,null,null,null,null,null,null,null,null,null,null,null,null,null,null,null,{"$f":"SUM(AM166:AN166)","v":0.85942480933803722}]
[null,null,null,null,null,null,null,null,null,null,null,null,null,null,null,null,null,null,null,null,{"$f":"IF(U168=0,\"\",U168/(SUM($U168:$Y168)))","v":0.47023976242431875},{"$f":"IF(V168=0,\"\",V168/(SUM($U168:$Y168)))","v":0.28999135321409342},{"$f":"IF(W168=0,\"\",W168/(SUM($U168:$Y168)))","v":0.14018771571146274},{"$f":"IF(X168=0,\"\",X168/(SUM($U168:$Y168)))","v":""},{"$f":"IF(Y168=0,\"\",Y168/(SUM($U168:$Y168)))","v":9.9581168650125021E-2},0.99999999999999989,null,null,null,null,null,{"$f":"IF(U167=0,\"\",U167)","v":0.47023976242431875},{"$f":"IF(V167=0,\"\",V167)","v":0.28999135321409342},{"$f":"IF(W167=0,\"\",W167)","v":0.14018771571146274},{"$f":"IF(X167=0,\"\",X167)","v":""},null,0.90041883134987488]
[19,19,"13, 18",20,null,null,null,{"$f":"+C45","v":385.85300000000001},{"$f":"T144+T166","v":679.57918177752049},{"$f":"$J$45","v":157.31423028258101},{"$f":"+I45","v":357.01241599000002},{"$f":"SUM(H168:K168)","v":1579.7588280501018},{"$f":"+H45","v":455.73920224},{"$f":"+L45","v":3.996},{"$f":"+K45","v":0},{"$f":"SUM(M168:O168)","v":459.73520223999998},{"$f":"+P168","v":459.73520223999998},{"$f":"+M45","v":0},{"$f":"L168-Q168-R168","v":1120.0236258101017},{"$f":"IF(S168>=0,S168,0)","v":1120.0236258101017},{"$f":"K168+H168","v":742.86541598999997},{"$f":"+T166","v":458.11640029815931},{"$f":"T144","v":221.46278147936118},null,{"$f":"+J168","v":157.31423028258101},1579.7588280501016,{"$f":"+Q168","v":459.73520223999998},{"$f":"(AA170+AB170+R170)*V169","v":1117.0600036199462},{"$f":"(R168+AA168+AB168)*U167","v":741.47180299538593},{"$f":"IF(Y168>0,(AA168+R168+AB168)*Y167,\"\")","v":157.0191093214479},{"$f":"SUM(AA168:AC168)","v":2318.2670088553323},{"$f":"IF(AF167=\"\",\"\",$AE168*AF167)","v":1090.1413274802676},{"$f":"IF(AG167=\"\",\"\",$AE168*AG167)","v":672.27738700954649},{"$f":"IF(AH167=\"\",\"\",$AE168*AH167)","v":324.99255638067439},{"$f":"IF(AI167=\"\",\"\",$AE168*AI167)","v":""},null,2087.4112708704888,{"$f":"+U168","v":742.86541598999997},{"$f":"IF(D168=\"Lago\",IF((AL168-AB168)<0,0,AL168-AB168),IF(D168=\"Cerrada\",IF((AL168-AB168)<0,0,AL168-AB168),IF((AL168-AC168)<0,0,AL168-AC168)))","v":1.3936129946140454},{"$f":"IF(Y168=0,\"\",IF(Y168-AD168<0,0,Y168-AD168))","v":0.29512096113310804},{"$f":"+AB168","v":1117.0600036199462},{"$f":"T168-AO168","v":2.9636221901555473},{"$f":"(I168+U168+Y168)/(AA168+R168+AB168)","v":1.0018795225779109},{"$f":"IF(AQ168<1.4,\"1\", IF(AQ168<3,\"2\", IF(AQ168<9,\"3\", \"4\")))","v":"1"},{"$f":"IF(AQ168<1.4,\"ROJO\", IF(AQ168<3,\"AMARILLO\", IF(AQ168<9,\"VERDE\", \"AZUL\")))","v":"ROJO"},{"$f":"IF(AQ168<1.4,\"Déficit\", IF(AQ168<3,\"Equilibrio\", IF(AQ168<9,\"Disponibilidad\", \"Abundante\")))","v":"Déficit"},null,null,null,null,null,null,null,null,null,null,null,null,null,null,null,null,null,null,null,{"$f":"SUM(AM168:AN168)","v":1.6887339557471535}]
[null,null,null,null,null,null,null,null,null,null,null,null,null,null,null,null,null,null,null,null,{"$f":"IF(U170=0,\"\",U170/(SUM($U170:$Y170)))","v":0.60648817297515167},{"$f":"IF(V170=0,\"\",V170/(SUM($U170:$Y170)))","v":0.33836152030983763},{"$f":"IF(W170=0,\"\",W170/(SUM($U170:$Y170)))","v":5.5150306715010568E-2},{"$f":"IF(X170=0,\"\",X170/(SUM($U170:$Y170)))","v":""},{"$f":"IF(Y170=0,\"\",Y170/(SUM($U170:$Y170)))","v":""},0.99999999999999978,null,null,null,null,null,{"$f":"IF(U169=0,\"\",U169)","v":0.60648817297515167},{"$f":"IF(V169=0,\"\",V169)","v":0.33836152030983763},{"$f":"IF(W169=0,\"\",W169)","v":5.5150306715010568E-2},{"$f":"IF(X169=0,\"\",X169)","v":""},null,0.99999999999999978]
[20,20,"17, 19",21,null,null,null,{"$f":"+C46","v":446.63799999999998},{"$f":"T158+T168","v":1302.5788006270338},{"$f":"+J46","v":0},{"$f":"+I46","v":1560.9220850964257},{"$f":"SUM(H170:K170)","v":3310.1388857234597},{"$f":"+H46","v":1579.2042200842579},{"$f":"+L46","v":15.53},{"$f":"+K46","v":0},{"$f":"SUM(M170:O170)","v":1594.7342200842579},{"$f":"+P170","v":1594.7342200842579},{"$f":"+M46","v":6.319},{"$f":"L170-Q170-R170","v":1709.0856656392018},{"$f":"IF(S170>=0,S170,0)","v":1709.0856656392018},{"$f":"K170+H170","v":2007.5600850964256},{"$f":"+T168","v":1120.0236258101017},{"$f":"T158","v":182.55517481693212},null,{"$f":"+J170","v":0},3310.1388857234597,{"$f":"+Q170","v":1594.7342200842579},{"$f":"(R172+AA172+AB172)*V171","v":1700.3269208876072},{"$f":"(AA170+AB170+R170)*U169","v":2002.2480099944751},{"$f":"IF(Y170>0,(AA170+R170+AB170)*Y169,\"\")","v":""},{"$f":"SUM(AA170:AC170)","v":5297.30915096634},{"$f":"IF(AF169=\"\",\"\",$AE170*AF169)","v":3212.7553486541274},{"$f":"IF(AG169=\"\",\"\",$AE170*AG169)","v":1792.4055778721859},{"$f":"IF(AH169=\"\",\"\",$AE170*AH169)","v":292.14822444002584},{"$f":"IF(AI169=\"\",\"\",$AE170*AI169)","v":""},null,5297.3091509663391,{"$f":"+U170","v":2007.5600850964256},5.3120751019505406,{"$f":"IF(Y170=0,\"\",IF(Y170-AD170<0,0,Y170-AD170))","v":""},{"$f":"+AB170","v":1700.3269208876072},{"$f":"T170-AO170","v":8.7587447515945769},{"$f":"(I170+U170+Y170)/(AA170+R170+AB170)","v":1.0026530555033313},{"$f":"IF(AQ170<1.4,\"1\", IF(AQ170<3,\"2\", IF(AQ170<9,\"3\", \"4\")))","v":"1"},{"$f":"IF(AQ170<1.4,\"ROJO\", IF(AQ170<3,\"AMARILLO\", IF(AQ170<9,\"VERDE\", \"AZUL\")))","v":"ROJO"},{"$f":"IF(AQ170<1.4,\"Déficit\", IF(AQ170<3,\"Equilibrio\", IF(AQ170<9,\"Disponibilidad\", \"Abundante\")))","v":"Déficit"},null,null,null,null,null,null,null,null,null,null,null,null,null,null,null,null,null,null,null,{"$f":"SUM(AM170:AN170)","v":5.3120751019505406}]
[null,null,null,null,null,null,null,null,null,null,null,null,null,null,null,null,null,null,null,null,{"$f":"IF(U172=0,\"\",U172/(SUM($U172:$Y172)))","v":0.19073525633580105},{"$f":"IF(V172=0,\"\",V172/(SUM($U172:$Y172)))","v":0.80926474366419898},{"$f":"IF(W172=0,\"\",W172/(SUM($U172:$Y172)))","v":""},{"$f":"IF(X172=0,\"\",X172/(SUM($U172:$Y172)))","v":""},{"$f":"IF(Y172=0,\"\",Y172/(SUM($U172:$Y172)))","v":""},1,null,null,null,null,null,{"$f":"IF(U171=0,\"\",U171)","v":0.19073525633580105},{"$f":"IF(V171=0,\"\",V171)","v":0.80926474366419898},{"$f":"IF(W171=0,\"\",W171)","v":""},{"$f":"IF(X171=0,\"\",X171)","v":""},null,1]
[21,21,20,31,null,null,null,{"$f":"+C47","v":401.49099999999999},{"$f":"T170","v":1709.0856656392018},{"$f":"+J47","v":0},{"$f":"+I47","v":1.3226590500000004},{"$f":"SUM(H172:K172)","v":2111.8993246892014},{"$f":"+H47","v":7.7086740000000002},{"$f":"+L47","v":0.34100000000000003},{"$f":"+K47","v":0},{"$f":"SUM(M172:O172)","v":8.0496739999999996},{"$f":"+P172","v":8.0496739999999996},{"$f":"+M47","v":0},{"$f":"L172-Q172-R172","v":2103.8496506892016},{"$f":"IF(S172>=0,S172,0)","v":2103.8496506892016},{"$f":"K172+H172","v":402.81365905000001},{"$f":"+T170","v":1709.0856656392018},null,null,{"$f":"+J172","v":0},2111.8993246892019,{"$f":"+Q172","v":8.0496739999999996},{"$f":"(R192+AA192+AB192)*V191","v":2093.0265611870736},{"$f":"(R172+AA172+AB172)*U171","v":400.74931429946628},{"$f":"IF(Y172>0,(AA172+R172+AB172)*Y171,\"\")","v":""},{"$f":"SUM(AA172:AC172)","v":2501.8255494865398},{"$f":"IF(AF171=\"\",\"\",$AE172*AF171)","v":477.18633748877147},{"$f":"IF(AG171=\"\",\"\",$AE172*AG171)","v":2024.6392119977684},{"$f":"IF(AH171=\"\",\"\",$AE172*AH171)","v":""},{"$f":"IF(AI171=\"\",\"\",$AE172*AI171)","v":""},null,2501.8255494865398,{"$f":"+U172","v":402.81365905000001},2.0643447505337349,{"$f":"IF(Y172=0,\"\",IF(Y172-AD172<0,0,Y172-AD172))","v":""},{"$f":"+AB172","v":2093.0265611870736},{"$f":"T172-AO172","v":10.823089502127914},{"$f":"(I172+U172+Y172)/(AA172+R172+AB172)","v":1.0051512121839619},{"$f":"IF(AQ172<1.4,\"1\", IF(AQ172<3,\"2\", IF(AQ172<9,\"3\", \"4\")))","v":"1"},{"$f":"IF(AQ172<1.4,\"ROJO\", IF(AQ172<3,\"AMARILLO\", IF(AQ172<9,\"VERDE\", \"AZUL\")))","v":"ROJO"},{"$f":"IF(AQ172<1.4,\"Déficit\", IF(AQ172<3,\"Equilibrio\", IF(AQ172<9,\"Disponibilidad\", \"Abundante\")))","v":"Déficit"},null,null,null,null,null,null,null,null,null,null,null,null,null,null,null,null,null,null,null,{"$f":"SUM(AM172:AN172)","v":2.0643447505337349}]
[null,null,null,null,null,null,null,null,null,null,null,null,null,null,null,null,null,null,null,null,{"$f":"IF(U174=0,\"\",U174/(SUM($U174:$Y174)))","v":1},{"$f":"IF(V174=0,\"\",V174/(SUM($U174:$Y174)))","v":""},{"$f":"IF(W174=0,\"\",W174/(SUM($U174:$Y174)))","v":""},{"$f":"IF(X174=0,\"\",X174/(SUM($U174:$Y174)))","v":""},{"$f":"IF(Y174=0,\"\",Y174/(SUM($U174:$Y174)))","v":""},1,null,null,null,null,null,{"$f":"IF(U173=0,\"\",U173)","v":1},{"$f":"IF(V173=0,\"\",V173)","v":""},{"$f":"IF(W173=0,\"\",W173)","v":""},{"$f":"IF(X173=0,\"\",X173)","v":""},null,1]
[22,22,null,25,null,null,null,{"$f":"+C48","v":84.203000000000003},null,{"$f":"+J48","v":0},{"$f":"+I48","v":4.3877966199999987},{"$f":"SUM(H174:K174)","v":88.590796620000006},{"$f":"+H48","v":46.1425512},{"$f":"+L48","v":10.438000000000001},{"$f":"+K48","v":0},{"$f":"SUM(M174:O174)","v":56.580551200000002},{"$f":"+P174","v":56.580551200000002},{"$f":"+M48","v":0.46100000000000002},{"$f":"L174-Q174-R174","v":31.549245420000005},{"$f":"IF(S174>=0,S174,0)","v":31.549245420000005},{"$f":"K174+H174","v":88.590796620000006},null,null,null,{"$f":"+J174","v":0},88.590796620000006,{"$f":"+Q174","v":56.580551200000002},{"$f":"(AA180+AB180+R180)*V179","v":31.391929307304988},{"$f":"(R174+AA174+AB174)*U173","v":88.433480507304992},{"$f":"IF(Y174>0,(AA174+R174+AB174)*Y173,\"\")","v":""},{"$f":"SUM(AA174:AC174)","v":176.40596101461},{"$f":"IF(AF173=\"\",\"\",$AE174*AF173)","v":176.40596101461},{"$f":"IF(AG173=\"\",\"\",$AE174*AG173)","v":""},{"$f":"IF(AH173=\"\",\"\",$AE174*AH173)","v":""},{"$f":"IF(AI173=\"\",\"\",$AE174*AI173)","v":""},null,176.40596101461,{"$f":"+U174","v":88.590796620000006},0.157316112695014,{"$f":"IF(Y174=0,\"\",IF(Y174-AD174<0,0,Y174-AD174))","v":""},{"$f":"+AB174","v":31.391929307304988},{"$f":"T174-AO174","v":0.15731611269501755},{"$f":"(I174+U174+Y174)/(AA174+R174+AB174)","v":1.0017789202889287},{"$f":"IF(AQ174<1.4,\"1\", IF(AQ174<3,\"2\", IF(AQ174<9,\"3\", \"4\")))","v":"1"},{"$f":"IF(AQ174<1.4,\"ROJO\", IF(AQ174<3,\"AMARILLO\", IF(AQ174<9,\"VERDE\", \"AZUL\")))","v":"ROJO"},{"$f":"IF(AQ174<1.4,\"Déficit\", IF(AQ174<3,\"Equilibrio\", IF(AQ174<9,\"Disponibilidad\", \"Abundante\")))","v":"Déficit"},null,null,null,null,null,null,null,null,null,null,null,null,null,null,null,null,null,null,null,{"$f":"SUM(AM174:AN174)","v":0.157316112695014}]
[null,null,null,null,null,null,null,null,null,null,null,null,null,null,null,null,null,null,null,null,{"$f":"IF(U176=0,\"\",U176/(SUM($U176:$Y176)))","v":1},{"$f":"IF(V176=0,\"\",V176/(SUM($U176:$Y176)))","v":""},{"$f":"IF(W176=0,\"\",W176/(SUM($U176:$Y176)))","v":""},{"$f":"IF(X176=0,\"\",X176/(SUM($U176:$Y176)))","v":""},{"$f":"IF(Y176=0,\"\",Y176/(SUM($U176:$Y176)))","v":""},1,null,null,null,null,null,{"$f":"IF(U175=0,\"\",U175)","v":1},{"$f":"IF(V175=0,\"\",V175)","v":""},{"$f":"IF(W175=0,\"\",W175)","v":""},{"$f":"IF(X175=0,\"\",X175)","v":""},null,1]
[23,23,null,25,null,null,null,{"$f":"+C49","v":242.191},null,{"$f":"+J49","v":0},{"$f":"+I49","v":8.2632859573545794},{"$f":"SUM(H176:K176)","v":250.45428595735459},{"$f":"+H49","v":75.497375823545809},{"$f":"+L49","v":7.96},{"$f":"+K49","v":0},{"$f":"SUM(M176:O176)","v":83.457375823545803},{"$f":"+P176","v":83.457375823545803},{"$f":"+M49","v":1.258},{"$f":"L176-Q176-R176","v":165.73891013380879},{"$f":"IF(S176>=0,S176,0)","v":165.73891013380879},{"$f":"K176+H176","v":250.45428595735459},null,null,null,{"$f":"+J176","v":0},250.45428595735459,{"$f":"+Q176","v":83.457375823545803},{"$f":"(AA180+AB180+R180)*W179","v":164.91247512030981},{"$f":"(R176+AA176+AB176)*U175","v":249.62785094385561},{"$f":"IF(Y176>0,(AA176+R176+AB176)*Y175,\"\")","v":""},{"$f":"SUM(AA176:AC176)","v":497.99770188771123},{"$f":"IF(AF175=\"\",\"\",$AE176*AF175)","v":497.99770188771123},{"$f":"IF(AG175=\"\",\"\",$AE176*AG175)","v":""},{"$f":"IF(AH175=\"\",\"\",$AE176*AH175)","v":""},{"$f":"IF(AI175=\"\",\"\",$AE176*AI175)","v":""},null,497.99770188771123,{"$f":"+U176","v":250.45428595735459},0.82643501349897974,{"$f":"IF(Y176=0,\"\",IF(Y176-AD176<0,0,Y176-AD176))","v":""},{"$f":"+AB176","v":164.91247512030981},{"$f":"T176-AO176","v":0.82643501349897974},{"$f":"(I176+U176+Y176)/(AA176+R176+AB176)","v":1.0033106683023316},{"$f":"IF(AQ176<1.4,\"1\", IF(AQ176<3,\"2\", IF(AQ176<9,\"3\", \"4\")))","v":"1"},{"$f":"IF(AQ176<1.4,\"ROJO\", IF(AQ176<3,\"AMARILLO\", IF(AQ176<9,\"VERDE\", \"AZUL\")))","v":"ROJO"},{"$f":"IF(AQ176<1.4,\"Déficit\", IF(AQ176<3,\"Equilibrio\", IF(AQ176<9,\"Disponibilidad\", \"Abundante\")))","v":"Déficit"},null,null,null,null,null,null,null,null,null,null,null,null,null,null,null,null,null,null,null,{"$f":"SUM(AM176:AN176)","v":0.82643501349897974}]
[null,null,null,null,null,null,null,null,null,null,null,null,null,null,null,null,null,null,null,null,{"$f":"IF(U178=0,\"\",U178/(SUM($U178:$Y178)))","v":1},{"$f":"IF(V178=0,\"\",V178/(SUM($U178:$Y178)))","v":""},{"$f":"IF(W178=0,\"\",W178/(SUM($U178:$Y178)))","v":""},{"$f":"IF(X178=0,\"\",X178/(SUM($U178:$Y178)))","v":""},{"$f":"IF(Y178=0,\"\",Y178/(SUM($U178:$Y178)))","v":""},1,null,null,null,null,null,{"$f":"IF(U177=0,\"\",U177)","v":1},{"$f":"IF(V177=0,\"\",V177)","v":""},{"$f":"IF(W177=0,\"\",W177)","v":""},{"$f":"IF(X177=0,\"\",X177)","v":""},null,1]
[24,24,null,25,null,null,null,{"$f":"+C50","v":65.278999999999996},null,{"$f":"+J50","v":0},{"$f":"+I50","v":0.90199010000000013},{"$f":"SUM(H178:K178)","v":66.180990100000002},{"$f":"+H50","v":7.5316399999999994},{"$f":"+L50","v":1.0149999999999999},{"$f":"+K50","v":0},{"$f":"SUM(M178:O178)","v":8.54664},{"$f":"+P178","v":8.54664},{"$f":"+M50","v":1E-3},{"$f":"L178-Q178-R178","v":57.633350100000008},{"$f":"IF(S178>=0,S178,0)","v":57.633350100000008},{"$f":"K178+H178","v":66.180990100000002},null,null,null,{"$f":"+J178","v":0},66.180990100000002,{"$f":"+Q178","v":8.54664},{"$f":"(AA180+AB180+R180)*X179","v":57.34596907143267},{"$f":"(R178+AA178+AB178)*U177","v":65.893609071432664},{"$f":"IF(Y178>0,(AA178+R178+AB178)*Y177,\"\")","v":""},{"$f":"SUM(AA178:AC178)","v":131.78621814286532},{"$f":"IF(AF177=\"\",\"\",$AE178*AF177)","v":131.78621814286532},{"$f":"IF(AG177=\"\",\"\",$AE178*AG177)","v":""},{"$f":"IF(AH177=\"\",\"\",$AE178*AH177)","v":""},{"$f":"IF(AI177=\"\",\"\",$AE178*AI177)","v":""},null,131.78621814286532,{"$f":"+U178","v":66.180990100000002},0.2873810285673386,{"$f":"IF(Y178=0,\"\",IF(Y178-AD178<0,0,Y178-AD178))","v":""},{"$f":"+AB178","v":57.34596907143267},{"$f":"T178-AO178","v":0.2873810285673386},{"$f":"(I178+U178+Y178)/(AA178+R178+AB178)","v":1.0043612883345909},{"$f":"IF(AQ178<1.4,\"1\", IF(AQ178<3,\"2\", IF(AQ178<9,\"3\", \"4\")))","v":"1"},{"$f":"IF(AQ178<1.4,\"ROJO\", IF(AQ178<3,\"AMARILLO\", IF(AQ178<9,\"VERDE\", \"AZUL\")))","v":"ROJO"},{"$f":"IF(AQ178<1.4,\"Déficit\", IF(AQ178<3,\"Equilibrio\", IF(AQ178<9,\"Disponibilidad\", \"Abundante\")))","v":"Déficit"},null,null,null,null,null,null,null,null,null,null,null,null,null,null,null,null,null,null,null,{"$f":"SUM(AM178:AN178)","v":0.2873810285673386}]
[null,null,null,null,null,null,null,null,null,null,null,null,null,null,null,null,null,null,null,null,{"$f":"IF(U180=0,\"\",U180/(SUM($U180:$Y180)))","v":0.60761234852684098},{"$f":"IF(V180=0,\"\",V180/(SUM($U180:$Y180)))","v":4.8562141841873116E-2},{"$f":"IF(W180=0,\"\",W180/(SUM($U180:$Y180)))","v":0.25511343791231256},{"$f":"IF(X180=0,\"\",X180/(SUM($U180:$Y180)))","v":8.871207171897337E-2},{"$f":"IF(Y180=0,\"\",Y180/(SUM($U180:$Y180)))","v":""},1,null,null,null,null,null,{"$f":"IF(U179=0,\"\",U179)","v":0.60761234852684098},{"$f":"IF(V179=0,\"\",V179)","v":4.8562141841873116E-2},{"$f":"IF(W179=0,\"\",W179)","v":0.25511343791231256},{"$f":"IF(X179=0,\"\",X179)","v":8.871207171897337E-2},null,1]
[25,25,"22, 23, 24",26,null,null,null,{"$f":"+C51","v":392.70299999999997},{"$f":"T174+T176+T178","v":254.92150565380879},{"$f":"+J51","v":0},{"$f":"+I51","v":2.0429971249999994},{"$f":"SUM(H180:K180)","v":649.66750277880874},{"$f":"+H51","v":13.7919325},{"$f":"+L51","v":1.9319999999999999},{"$f":"+K51","v":0},{"$f":"SUM(M180:O180)","v":15.7239325},{"$f":"+P180","v":15.7239325},{"$f":"+M51","v":0},{"$f":"L180-Q180-R180","v":633.94357027880869},{"$f":"IF(S180>=0,S180,0)","v":633.94357027880869},{"$f":"K180+H180","v":394.74599712499997},{"$f":"+T174","v":31.549245420000005},{"$f":"+T176","v":165.73891013380879},{"$f":"+T178","v":57.633350100000008},{"$f":"+J180","v":0},649.66750277880874,{"$f":"+Q180","v":15.7239325},{"$f":"(R182+AA182+AB182)*V181","v":630.70408975492103},{"$f":"(AA180+AB180+R180)*U179","v":392.7776487558736},{"$f":"IF(Y180>0,(AA180+R180+AB180)*Y179,\"\")","v":""},{"$f":"SUM(AA180:AC180)","v":1039.2056710107947},{"$f":"IF(AF179=\"\",\"\",$AE180*AF179)","v":631.43419836528062},{"$f":"IF(AG179=\"\",\"\",$AE180*AG179)","v":50.466053198505143},{"$f":"IF(AH179=\"\",\"\",$AE180*AH179)","v":265.1153314295355},{"$f":"IF(AI179=\"\",\"\",$AE180*AI179)","v":92.190088017473471},null,1039.2056710107947,{"$f":"+U180","v":394.74599712499997},1.9683483691263746,{"$f":"IF(Y180=0,\"\",IF(Y180-AD180<0,0,Y180-AD180))","v":""},{"$f":"+AB180","v":630.70408975492103},{"$f":"T180-AO180","v":3.2394805238876643},{"$f":"(I180+U180+Y180)/(AA180+R180+AB180)","v":1.005011355344076},{"$f":"IF(AQ180<1.4,\"1\", IF(AQ180<3,\"2\", IF(AQ180<9,\"3\", \"4\")))","v":"1"},{"$f":"IF(AQ180<1.4,\"ROJO\", IF(AQ180<3,\"AMARILLO\", IF(AQ180<9,\"VERDE\", \"AZUL\")))","v":"ROJO"},{"$f":"IF(AQ180<1.4,\"Déficit\", IF(AQ180<3,\"Equilibrio\", IF(AQ180<9,\"Disponibilidad\", \"Abundante\")))","v":"Déficit"},null,null,null,null,null,null,null,null,null,null,null,null,null,null,null,null,null,null,null,{"$f":"SUM(AM180:AN180)","v":1.9683483691263746}]
[null,null,null,null,null,null,null,null,null,null,null,null,null,null,null,null,null,null,null,null,{"$f":"IF(U182=0,\"\",U182/(SUM($U182:$Y182)))","v":0.31177454671634608},{"$f":"IF(V182=0,\"\",V182/(SUM($U182:$Y182)))","v":0.68822545328365392},{"$f":"IF(W182=0,\"\",W182/(SUM($U182:$Y182)))","v":""},{"$f":"IF(X182=0,\"\",X182/(SUM($U182:$Y182)))","v":""},{"$f":"IF(Y182=0,\"\",Y182/(SUM($U182:$Y182)))","v":""},1,null,null,null,null,null,{"$f":"IF(U181=0,\"\",U181)","v":0.31177454671634608},{"$f":"IF(V181=0,\"\",V181)","v":0.68822545328365392},{"$f":"IF(W181=0,\"\",W181)","v":""},{"$f":"IF(X181=0,\"\",X181)","v":""},null,1]
[26,26,25,31,null,null,null,{"$f":"+C52","v":285.89400000000001},{"$f":"T180","v":633.94357027880869},{"$f":"+J52","v":0},{"$f":"+I52","v":1.2901898964999998},{"$f":"SUM(H182:K182)","v":921.12776017530871},{"$f":"+H52","v":5.1661510699999997},{"$f":"+L52","v":0.98899999999999999},{"$f":"+K52","v":0},{"$f":"SUM(M182:O182)","v":6.1551510699999996},{"$f":"+P182","v":6.1551510699999996},{"$f":"+M52","v":0},{"$f":"L182-Q182-R182","v":914.97260910530872},{"$f":"IF(S182>=0,S182,0)","v":914.97260910530872},{"$f":"K182+H182","v":287.18418989650002},{"$f":"+T180","v":633.94357027880869},null,null,{"$f":"+J182","v":0},921.12776017530871,{"$f":"+Q182","v":6.1551510699999996},{"$f":"(R192+AA192+AB192)*W191","v":910.26560428816413},{"$f":"(R182+AA182+AB182)*U181","v":285.71666560324309},{"$f":"IF(Y182>0,(AA182+R182+AB182)*Y181,\"\")","v":""},{"$f":"SUM(AA182:AC182)","v":1202.1374209614073},{"$f":"IF(AF181=\"\",\"\",$AE182*AF181)","v":374.79584951100009},{"$f":"IF(AG181=\"\",\"\",$AE182*AG181)","v":827.34157145040729},{"$f":"IF(AH181=\"\",\"\",$AE182*AH181)","v":""},{"$f":"IF(AI181=\"\",\"\",$AE182*AI181)","v":""},null,1202.1374209614073,{"$f":"+U182","v":287.18418989650002},1.467524293256929,{"$f":"IF(Y182=0,\"\",IF(Y182-AD182<0,0,Y182-AD182))","v":""},{"$f":"+AB182","v":910.26560428816413},{"$f":"T182-AO182","v":4.7070048171445933},{"$f":"(I182+U182+Y182)/(AA182+R182+AB182)","v":1.0051362922430811},{"$f":"IF(AQ182<1.4,\"1\", IF(AQ182<3,\"2\", IF(AQ182<9,\"3\", \"4\")))","v":"1"},{"$f":"IF(AQ182<1.4,\"ROJO\", IF(AQ182<3,\"AMARILLO\", IF(AQ182<9,\"VERDE\", \"AZUL\")))","v":"ROJO"},{"$f":"IF(AQ182<1.4,\"Déficit\", IF(AQ182<3,\"Equilibrio\", IF(AQ182<9,\"Disponibilidad\", \"Abundante\")))","v":"Déficit"},null,null,null,null,null,null,null,null,null,null,null,null,null,null,null,null,null,null,null,{"$f":"SUM(AM182:AN182)","v":1.467524293256929}]
[null,null,null,null,null,null,null,null,null,null,null,null,null,null,null,null,null,null,null,null,{"$f":"IF(U184=0,\"\",U184/(SUM($U184:$Y184)))","v":1},{"$f":"IF(V184=0,\"\",V184/(SUM($U184:$Y184)))","v":""},{"$f":"IF(W184=0,\"\",W184/(SUM($U184:$Y184)))","v":""},{"$f":"IF(X184=0,\"\",X184/(SUM($U184:$Y184)))","v":""},{"$f":"IF(Y184=0,\"\",Y184/(SUM($U184:$Y184)))","v":""},1,null,null,null,null,null,{"$f":"IF(U183=0,\"\",U183)","v":1},{"$f":"IF(V183=0,\"\",V183)","v":""},{"$f":"IF(W183=0,\"\",W183)","v":""},{"$f":"IF(X183=0,\"\",X183)","v":""},null,1]
[27,27,null,28,null,null,null,{"$f":"+C53","v":406.66399999999999},null,{"$f":"+J53","v":0},{"$f":"+I53","v":75.871456197499995},{"$f":"SUM(H184:K184)","v":482.53545619749997},{"$f":"+H53","v":104.57533192999999},{"$f":"+L53","v":1.7},{"$f":"+K53","v":0},{"$f":"SUM(M184:O184)","v":106.27533192999999},{"$f":"+P184","v":106.27533192999999},{"$f":"+M53","v":0},{"$f":"L184-Q184-R184","v":376.26012426749998},{"$f":"IF(S184>=0,S184,0)","v":376.26012426749998},{"$f":"K184+H184","v":482.53545619749997},null,null,null,{"$f":"+J184","v":0},482.53545619749997,{"$f":"+Q184","v":106.27533192999999},{"$f":"(R186+AA186+AB186)*V185","v":362.08130895493861},{"$f":"(R184+AA184+AB184)*U183","v":468.3566408849386},{"$f":"IF(Y184>0,(AA184+R184+AB184)*Y183,\"\")","v":""},{"$f":"SUM(AA184:AC184)","v":936.7132817698772},{"$f":"IF(AF183=\"\",\"\",$AE184*AF183)","v":936.7132817698772},{"$f":"IF(AG183=\"\",\"\",$AE184*AG183)","v":""},{"$f":"IF(AH183=\"\",\"\",$AE184*AH183)","v":""},{"$f":"IF(AI183=\"\",\"\",$AE184*AI183)","v":""},null,936.7132817698772,{"$f":"+U184","v":482.53545619749997},14.178815312561369,{"$f":"IF(Y184=0,\"\",IF(Y184-AD184<0,0,Y184-AD184))","v":""},{"$f":"+AB184","v":362.08130895493861},{"$f":"T184-AO184","v":14.178815312561369},{"$f":"(I184+U184+Y184)/(AA184+R184+AB184)","v":1.0302735438655704},{"$f":"IF(AQ184<1.4,\"1\", IF(AQ184<3,\"2\", IF(AQ184<9,\"3\", \"4\")))","v":"1"},{"$f":"IF(AQ184<1.4,\"ROJO\", IF(AQ184<3,\"AMARILLO\", IF(AQ184<9,\"VERDE\", \"AZUL\")))","v":"ROJO"},{"$f":"IF(AQ184<1.4,\"Déficit\", IF(AQ184<3,\"Equilibrio\", IF(AQ184<9,\"Disponibilidad\", \"Abundante\")))","v":"Déficit"},null,null,null,null,null,null,null,null,null,null,null,null,null,null,null,null,null,null,null,{"$f":"SUM(AM184:AN184)","v":14.178815312561369}]
[null,null,null,null,null,null,null,null,null,null,null,null,null,null,null,null,null,null,null,null,{"$f":"IF(U186=0,\"\",U186/(SUM($U186:$Y186)))","v":0.66995619200251244},{"$f":"IF(V186=0,\"\",V186/(SUM($U186:$Y186)))","v":0.33004380799748761},{"$f":"IF(W186=0,\"\",W186/(SUM($U186:$Y186)))","v":""},{"$f":"IF(X186=0,\"\",X186/(SUM($U186:$Y186)))","v":""},{"$f":"IF(Y186=0,\"\",Y186/(SUM($U186:$Y186)))","v":""},1,null,null,null,null,null,{"$f":"IF(U185=0,\"\",U185)","v":0.66995619200251244},{"$f":"IF(V185=0,\"\",V185)","v":0.33004380799748761},{"$f":"IF(W185=0,\"\",W185)","v":""},{"$f":"IF(X185=0,\"\",X185)","v":""},null,1]
[28,28,27,32,null,null,null,{"$f":"+C54","v":762.67499999999995},{"$f":"T184","v":376.26012426749998},{"$f":"+J54","v":0},{"$f":"+I54","v":1.0957296680000006},{"$f":"SUM(H186:K186)","v":1140.0308539355001},{"$f":"+H54","v":6.8419086199999999},{"$f":"+L54","v":0.64500000000000002},{"$f":"+K54","v":0},{"$f":"SUM(M186:O186)","v":7.4869086199999995},{"$f":"+P186","v":7.4869086199999995},{"$f":"+M54","v":0},{"$f":"L186-Q186-R186","v":1132.5439453155002},{"$f":"IF(S186>=0,S186,0)","v":1132.5439453155002},{"$f":"K186+H186","v":763.77072966799994},{"$f":"+T184","v":376.26012426749998},null,null,{"$f":"+J186","v":0},1140.0308539354999,{"$f":"+Q186","v":7.4869086199999995},{"$f":"(R194+AA194+AB194)*V193","v":1089.5835413661271},{"$f":"(R186+AA186+AB186)*U185","v":734.98914103118841},{"$f":"IF(Y186>0,(AA186+R186+AB186)*Y185,\"\")","v":""},{"$f":"SUM(AA186:AC186)","v":1832.0595910173154},{"$f":"IF(AF185=\"\",\"\",$AE186*AF185)","v":1227.399667119641},{"$f":"IF(AG185=\"\",\"\",$AE186*AG185)","v":604.6599238976745},{"$f":"IF(AH185=\"\",\"\",$AE186*AH185)","v":""},{"$f":"IF(AI185=\"\",\"\",$AE186*AI185)","v":""},null,1832.0595910173156,{"$f":"+U186","v":763.77072966799994},28.781588636811534,{"$f":"IF(Y186=0,\"\",IF(Y186-AD186<0,0,Y186-AD186))","v":""},{"$f":"+AB186","v":1089.5835413661271},{"$f":"T186-AO186","v":42.960403949373131},{"$f":"(I186+U186+Y186)/(AA186+R186+AB186)","v":1.0391592025379193},{"$f":"IF(AQ186<1.4,\"1\", IF(AQ186<3,\"2\", IF(AQ186<9,\"3\", \"4\")))","v":"1"},{"$f":"IF(AQ186<1.4,\"ROJO\", IF(AQ186<3,\"AMARILLO\", IF(AQ186<9,\"VERDE\", \"AZUL\")))","v":"ROJO"},{"$f":"IF(AQ186<1.4,\"Déficit\", IF(AQ186<3,\"Equilibrio\", IF(AQ186<9,\"Disponibilidad\", \"Abundante\")))","v":"Déficit"},null,null,null,null,null,null,null,null,null,null,null,null,null,null,null,null,null,null,null,{"$f":"SUM(AM186:AN186)","v":28.781588636811534}]
[null,null,null,null,null,null,null,null,null,null,null,null,null,null,null,null,null,null,null,null,{"$f":"IF(U188=0,\"\",U188/(SUM($U188:$Y188)))","v":1},{"$f":"IF(V188=0,\"\",V188/(SUM($U188:$Y188)))","v":""},{"$f":"IF(W188=0,\"\",W188/(SUM($U188:$Y188)))","v":""},{"$f":"IF(X188=0,\"\",X188/(SUM($U188:$Y188)))","v":""},{"$f":"IF(Y188=0,\"\",Y188/(SUM($U188:$Y188)))","v":""},1,null,null,null,null,null,{"$f":"IF(U187=0,\"\",U187)","v":1},{"$f":"IF(V187=0,\"\",V187)","v":""},{"$f":"IF(W187=0,\"\",W187)","v":""},{"$f":"IF(X187=0,\"\",X187)","v":""},null,1]
[29,29,null,30,null,null,null,{"$f":"+C55","v":370.41},null,{"$f":"+J55","v":0},{"$f":"+I55","v":0.56073625500000035},{"$f":"SUM(H188:K188)","v":370.97073625500002},{"$f":"+H55","v":0.86090944000000003},{"$f":"+L55","v":0},{"$f":"+K55","v":0},{"$f":"SUM(M188:O188)","v":0.86090944000000003},{"$f":"+P188","v":0.86090944000000003},{"$f":"+M55","v":0},{"$f":"L188-Q188-R188","v":370.10982681500002},{"$f":"IF(S188>=0,S188,0)","v":370.10982681500002},{"$f":"K188+H188","v":370.97073625500002},null,null,null,{"$f":"+J188","v":0},370.97073625500002,{"$f":"+Q188","v":0.86090944000000003},{"$f":"(R190+AA190+AB190)*V189","v":356.15290404435939},{"$f":"(R188+AA188+AB188)*U187","v":357.01381348435939},{"$f":"IF(Y188>0,(AA188+R188+AB188)*Y187,\"\")","v":""},{"$f":"SUM(AA188:AC188)","v":714.02762696871878},{"$f":"IF(AF187=\"\",\"\",$AE188*AF187)","v":714.02762696871878},{"$f":"IF(AG187=\"\",\"\",$AE188*AG187)","v":""},{"$f":"IF(AH187=\"\",\"\",$AE188*AH187)","v":""},{"$f":"IF(AI187=\"\",\"\",$AE188*AI187)","v":""},null,714.02762696871878,{"$f":"+U188","v":370.97073625500002},13.956922770640631,{"$f":"IF(Y188=0,\"\",IF(Y188-AD188<0,0,Y188-AD188))","v":""},{"$f":"+AB188","v":356.15290404435939},{"$f":"T188-AO188","v":13.956922770640631},{"$f":"(I188+U188+Y188)/(AA188+R188+AB188)","v":1.039093509112224},{"$f":"IF(AQ188<1.4,\"1\", IF(AQ188<3,\"2\", IF(AQ188<9,\"3\", \"4\")))","v":"1"},{"$f":"IF(AQ188<1.4,\"ROJO\", IF(AQ188<3,\"AMARILLO\", IF(AQ188<9,\"VERDE\", \"AZUL\")))","v":"ROJO"},{"$f":"IF(AQ188<1.4,\"Déficit\", IF(AQ188<3,\"Equilibrio\", IF(AQ188<9,\"Disponibilidad\", \"Abundante\")))","v":"Déficit"},null,null,null,null,null,null,null,null,null,null,null,null,null,null,null,null,null,null,null,{"$f":"SUM(AM188:AN188)","v":13.956922770640631}]
[null,null,null,null,null,null,null,null,null,null,null,null,null,null,null,null,null,null,null,null,{"$f":"IF(U190=0,\"\",U190/(SUM($U190:$Y190)))","v":0.39686286045655428},{"$f":"IF(V190=0,\"\",V190/(SUM($U190:$Y190)))","v":0.60313713954344561},{"$f":"IF(W190=0,\"\",W190/(SUM($U190:$Y190)))","v":""},{"$f":"IF(X190=0,\"\",X190/(SUM($U190:$Y190)))","v":""},{"$f":"IF(Y190=0,\"\",Y190/(SUM($U190:$Y190)))","v":""},0.99999999999999989,null,null,null,null,null,{"$f":"IF(U189=0,\"\",U189)","v":0.39686286045655428},{"$f":"IF(V189=0,\"\",V189)","v":0.60313713954344561},{"$f":"IF(W189=0,\"\",W189)","v":""},{"$f":"IF(X189=0,\"\",X189)","v":""},null,0.99999999999999989]
[30,30,29,32,null,null,null,{"$f":"+C56","v":242.99},{"$f":"T188","v":370.10982681500002},{"$f":"+J56","v":0},{"$f":"+I56","v":0.54142083750000136},{"$f":"SUM(H190:K190)","v":613.64124765250006},{"$f":"+H56","v":3.5984420499999996},{"$f":"+L56","v":0},{"$f":"+K56","v":0},{"$f":"SUM(M190:O190)","v":3.5984420499999996},{"$f":"+P190","v":3.5984420499999996},{"$f":"+M56","v":0},{"$f":"L190-Q190-R190","v":610.04280560250004},{"$f":"IF(S190>=0,S190,0)","v":610.04280560250004},{"$f":"K190+H190","v":243.53142083750001},{"$f":"T188","v":370.10982681500002},null,null,{"$f":"+J190","v":0},613.64124765250006,{"$f":"+Q190","v":3.5984420499999996},{"$f":"(R194+AA194+AB194)*W193","v":586.90225952171068},{"$f":"(R190+AA190+AB190)*U189","v":234.34779752735122},{"$f":"IF(Y190>0,(AA190+R190+AB190)*Y189,\"\")","v":""},{"$f":"SUM(AA190:AC190)","v":824.84849909906188},{"$f":"IF(AF189=\"\",\"\",$AE190*AF189)","v":327.35173479574922},{"$f":"IF(AG189=\"\",\"\",$AE190*AG189)","v":497.49676430331255},{"$f":"IF(AH189=\"\",\"\",$AE190*AH189)","v":""},{"$f":"IF(AI189=\"\",\"\",$AE190*AI189)","v":""},null,824.84849909906177,{"$f":"+U190","v":243.53142083750001},9.1836233101487892,{"$f":"IF(Y190=0,\"\",IF(Y190-AD190<0,0,Y190-AD190))","v":""},{"$f":"+AB190","v":586.90225952171068},{"$f":"T190-AO190","v":23.140546080789363},{"$f":"(I190+U190+Y190)/(AA190+R190+AB190)","v":1.0391880077689952},{"$f":"IF(AQ190<1.4,\"1\", IF(AQ190<3,\"2\", IF(AQ190<9,\"3\", \"4\")))","v":"1"},{"$f":"IF(AQ190<1.4,\"ROJO\", IF(AQ190<3,\"AMARILLO\", IF(AQ190<9,\"VERDE\", \"AZUL\")))","v":"ROJO"},{"$f":"IF(AQ190<1.4,\"Déficit\", IF(AQ190<3,\"Equilibrio\", IF(AQ190<9,\"Disponibilidad\", \"Abundante\")))","v":"Déficit"},null,null,null,null,null,null,null,null,null,null,null,null,null,null,null,null,null,null,null,{"$f":"SUM(AM190:AN190)","v":9.1836233101487892}]
[null,null,null,null,null,null,null,null,null,null,null,null,null,null,null,null,null,null,null,null,{"$f":"IF(U192=0,\"\",U192/(SUM($U192:$Y192)))","v":0.52278897828898263},{"$f":"IF(V192=0,\"\",V192/(SUM($U192:$Y192)))","v":0.33257348559504174},0.14463753611597566,"","",1,null,null,null,null,null,{"$f":"IF(U191=0,\"\",U191)","v":0.52278897828898263},{"$f":"IF(V191=0,\"\",V191)","v":0.33257348559504174},{"$f":"IF(W191=0,\"\",W191)","v":0.14463753611597566},{"$f":"IF(X191=0,\"\",X191)","v":""},null,1]
[31,31,"21, 26",32,null,null,null,{"$f":"+C57","v":351.15300000000002},{"$f":"T172+T182","v":3018.8222597945105},{"$f":"+J57","v":0},{"$f":"+I57","v":2955.9940126054998},{"$f":"SUM(H192:K192)","v":6325.9692724000106},{"$f":"+H57","v":5413.8822758699998},{"$f":"+L57","v":53.155000000000001},{"$f":"+K57","v":0},{"$f":"SUM(M192:O192)","v":5467.0372758699996},{"$f":"+P192","v":5467.0372758699996},{"$f":"+M57","v":1.0049999999999999},{"$f":"L192-Q192-R192","v":857.92699653001102},{"$f":"IF(S192>=0,S192,0)","v":857.92699653001102},{"$f":"K192+H192","v":3307.1470126055001},{"$f":"+T172","v":2103.8496506892016},{"$f":"+T182","v":914.97260910530872},null,{"$f":"+J192","v":0},6325.9692724000106,{"$f":"+Q192","v":5467.0372758699996},{"$f":"(R194+AA194+AB194)*X193","v":825.38354381680597},{"$f":"(R192+AA192+AB192)*U191","v":3290.1336542115682},{"$f":"IF(Y192>0,(AA192+R192+AB192)*Y191,\"\")","v":""},{"$f":"SUM(AA192:AC192)","v":9582.5544738983735},{"$f":"IF(AF191=\"\",\"\",$AE192*AF191)","v":5009.6538628078506},{"$f":"IF(AG191=\"\",\"\",$AE192*AG191)","v":3186.9035422887437},{"$f":"IF(AH191=\"\",\"\",$AE192*AH191)","v":1385.9970688017802},{"$f":"IF(AI191=\"\",\"\",$AE192*AI191)","v":""},null,9582.5544738983754,{"$f":"+U192","v":3307.1470126055001},17.013358393931867,{"$f":"IF(Y192=0,\"\",IF(Y192-AD192<0,0,Y192-AD192))","v":""},{"$f":"+AB192","v":825.38354381680597},{"$f":"T192-AO192","v":32.543452713205056},{"$f":"(I192+U192+Y192)/(AA192+R192+AB192)","v":1.0051710234847615},{"$f":"IF(AQ192<1.4,\"1\", IF(AQ192<3,\"2\", IF(AQ192<9,\"3\", \"4\")))","v":"1"},{"$f":"IF(AQ192<1.4,\"ROJO\", IF(AQ192<3,\"AMARILLO\", IF(AQ192<9,\"VERDE\", \"AZUL\")))","v":"ROJO"},{"$f":"IF(AQ192<1.4,\"Déficit\", IF(AQ192<3,\"Equilibrio\", IF(AQ192<9,\"Disponibilidad\", \"Abundante\")))","v":"Déficit"},null,null,null,null,null,null,null,null,null,null,null,null,null,null,null,null,null,null,null,{"$f":"SUM(AM192:AN192)","v":17.013358393931867}]
[null,null,null,null,null,null,null,null,null,null,null,null,null,null,null,null,null,null,null,null,{"$f":"IF(U194=0,\"\",U194/(SUM($U194:$Y194)))","v":0.52378788419011868},0.20739407702636919,0.1117124550776367,0.15710558370587541,"",1,null,null,null,null,null,{"$f":"IF(U193=0,\"\",U193)","v":0.52378788419011868},{"$f":"IF(V193=0,\"\",V193)","v":0.20739407702636919},{"$f":"IF(W193=0,\"\",W193)","v":0.1117124550776367},{"$f":"IF(X193=0,\"\",X193)","v":0.15710558370587541},null,1]
[32,32,"28, 30, 31",33,null,null,null,{"$f":"+C58","v":402.327},{"$f":"T186+T190+T192","v":2600.5137474480111},{"$f":"+J58","v":0},{"$f":"+I58","v":2457.9899645665},{"$f":"SUM(H194:K194)","v":5460.8307120145109},{"$f":"+H58","v":4175.4317353799997},{"$f":"+L58","v":132.691},{"$f":"+K58","v":0},{"$f":"SUM(M194:O194)","v":4308.1227353799995},{"$f":"+P194","v":4308.1227353799995},{"$f":"+M58","v":-11.532},{"$f":"L194-Q194-R194","v":1164.2399766345113},{"$f":"IF(S194>=0,S194,0)","v":1164.2399766345113},{"$f":"K194+H194","v":2860.3169645665002},{"$f":"T186","v":1132.5439453155002},{"$f":"T190","v":610.04280560250004},{"$f":"T192","v":857.92699653001102},{"$f":"+J194","v":0},5460.8307120145118,{"$f":"+Q194","v":4308.1227353799995},{"$f":"(R196+AA196+AB196)*V195","v":957.09614415220415},{"$f":"(R194+AA194+AB194)*U193","v":2751.8175348275599},{"$f":"IF(Y194>0,(AA194+R194+AB194)*Y193,\"\")","v":""},{"$f":"SUM(AA194:AC194)","v":8017.0364143597635},{"$f":"IF(AF193=\"\",\"\",$AE194*AF193)","v":4199.2265409526362},{"$f":"IF(AG193=\"\",\"\",$AE194*AG193)","v":1662.6858676429356},{"$f":"IF(AH193=\"\",\"\",$AE194*AH193)","v":895.60282029494272},{"$f":"IF(AI193=\"\",\"\",$AE194*AI193)","v":1259.5211854692491},null,8017.0364143597635,{"$f":"+U194","v":2860.3169645665002},108.49942973894031,{"$f":"IF(Y194=0,\"\",IF(Y194-AD194<0,0,Y194-AD194))","v":""},{"$f":"+AB194","v":957.09614415220415},{"$f":"T194-AO194","v":207.14383248230718},{"$f":"(I194+U194+Y194)/(AA194+R194+AB194)","v":1.0394282790794627},{"$f":"IF(AQ194<1.4,\"1\", IF(AQ194<3,\"2\", IF(AQ194<9,\"3\", \"4\")))","v":"1"},{"$f":"IF(AQ194<1.4,\"ROJO\", IF(AQ194<3,\"AMARILLO\", IF(AQ194<9,\"VERDE\", \"AZUL\")))","v":"ROJO"},{"$f":"IF(AQ194<1.4,\"Déficit\", IF(AQ194<3,\"Equilibrio\", IF(AQ194<9,\"Disponibilidad\", \"Abundante\")))","v":"Déficit"},null,null,null,null,null,null,null,null,null,null,null,null,null,null,null,null,null,null,null,{"$f":"SUM(AM194:AN194)","v":108.49942973894031}]
[null,null,null,null,null,null,null,null,null,null,null,null,null,null,null,null,null,null,null,null,{"$f":"IF(U196=0,\"\",U196/(SUM($U196:$Y196)))","v":0.88901053818228049},0.11098946181771949,"","","",1,null,0,null,null,null,{"$f":"IF(U195=0,\"\",U195)","v":0.88901053818228049},{"$f":"IF(V195=0,\"\",V195)","v":0.11098946181771949},{"$f":"IF(W195=0,\"\",W195)","v":""},{"$f":"IF(X195=0,\"\",X195)","v":""},null,1]
[33,33,32,"MAR",null,null,null,{"$f":"+C59","v":734.06500000000005},{"$f":"T194","v":1164.2399766345113},{"$f":"+J59","v":0},{"$f":"+I59","v":8591.3393334403409},{"$f":"SUM(H196:K196)","v":10489.644310074853},{"$f":"+H59","v":4746.2555746183934},{"$f":"+L59","v":4.2859999999999996},{"$f":"+K59","v":167.62489500000001},{"$f":"SUM(M196:O196)","v":4918.1664696183934},{"$f":"+P196","v":4918.1664696183934},{"$f":"+M59","v":0},{"$f":"L196-Q196-R196","v":5571.4778404564595},{"$f":"IF(S196>=0,S196,0)","v":5571.4778404564595},{"$f":"K196+H196","v":9325.4043334403414},{"$f":"T194","v":1164.2399766345113},null,null,{"$f":"+J196","v":0},10489.644310074853,{"$f":"+Q196","v":4918.1664696183934},3705.14,{"$f":"(R196+AA196+AB196)*U195","v":7666.2103254661897},{"$f":"IF(Y196>0,(AA196+R196+AB196)*Y195,\"\")","v":""},{"$f":"SUM(AA196:AC196)","v":16289.516795084583},{"$f":"IF(AF195=\"\",\"\",$AE196*AF195)","v":14481.552092727441},{"$f":"IF(AG195=\"\",\"\",$AE196*AG195)","v":1807.9647023571406},{"$f":"IF(AH195=\"\",\"\",$AE196*AH195)","v":""},{"$f":"IF(AI195=\"\",\"\",$AE196*AI195)","v":""},null,16289.516795084583,{"$f":"+U196","v":9325.4043334403414},{"$f":"AL196-AC196","v":1659.1940079741516},{"$f":"IF(Y196=0,\"\",IF(Y196-AD196<0,0,Y196-AD196))","v":""},{"$f":"+AB196","v":3705.14},{"$f":"T196-AC196","v":-2094.7324850097302},{"$f":"(I196+U196+Y196)/(AA196+R196)","v":2.1328363679582316},{"$f":"IF(AQ196<1.4,\"1\", IF(AQ196<3,\"2\", IF(AQ196<9,\"3\", \"4\")))","v":"2"},{"$f":"IF(AQ196<1.4,\"ROJO\", IF(AQ196<3,\"AMARILLO\", IF(AQ196<9,\"VERDE\", \"AZUL\")))","v":"AMARILLO"},{"$f":"IF(AQ196<1.4,\"Déficit\", IF(AQ196<3,\"Equilibrio\", IF(AQ196<9,\"Disponibilidad\", \"Abundante\")))","v":"Equilibrio"},null,null,null,null,null,null,null,null,null,null,null,null,null,null,null,null,null,null,null,{"$f":"SUM(AM196:AN196)","v":1659.1940079741516}]
[]
[]
[null,"RIO LERMA"]
["No LINEA","CUENCA O REGION","CONEXION",null,null,null,null,"OFERTA  POTENCIAL",null,null,null,null,"DEMANDA CONSUNTIVA",null,null,null,null,null,null,null,"OFERTA REAL",null,null,null,null,null,null,null,null,null,null,null,null,null,"EXTRACC Y VOLS RESERV PARA A ABAJO",null,null,null,null,null,null,null,null,null,null,null,null,null,null,null,null,null,null,"POR CUENCA PROPIA",null,null,"A LA SAL. DEL C PRINCIPAL",null,"DISPONIBILIDAD RELATIVA",null,null,null,"OFERTA - DEMANDA"]
[null,"HIDROLOGICA","DE ","HACIA",null,null,null,"Cp","Cp A Arriba","Im","R","TOTAL","Uc","Ev","Ex","TOTAL","TOTAL ACUM.","Dv","Ab","Ab","Cp","Ar1","Ar2","Ar3","Ar4","Ar5","Ar6","Ar7","Ar8","Ar9","Ar10","Ar11","Im","TOTAL","Uc","Re1","Re2","RImp","TOTAL","para Cp","para Ar1","para Ar2","para Ar3","para Ar4","para Ar5","para Ar6","para Ar7","para Ar8","para Ar9","para Ar10","para Ar11","para Im","TOTAL","RESERVADO","DISPONIBLE","DImp","RESERVADO","DISPONIBLE","INDICE","CLAVE","COLOR",null,"OFERTA","DEMANDA","Indice"]
["Cuenca Río Lerma"]
[null,null,null,null,null,null,null,null,null,null,null,null,null,null,null,null,null,null,null,null,{"$f":"IF(U204=0,\"\",U204/(SUM($U204:$AG204)))","v":0.86894015606143438},"","","","","","","","","","","",0.13105984393856562,{"$f":"SUM(U203:AG203)","v":1},null,null,null,null,null,{"$f":"IF(U203=0,\"\",U203)","v":0.86894015606143438},"","","","","","","","","","","",0.13105984393856562,{"$f":"SUM(AN203:AZ203)","v":1}]
["A",{"$f":"A204","v":"A"},null,"D",null,null,null,{"$f":"$C$8","v":228.529},null,{"$f":"$J$8","v":44.371152000000002},{"$f":"$I$8","v":65.656271283999999},{"$f":"SUM(H204:K204)","v":338.556423284},{"$f":"$H$8","v":94.941361999999998},{"$f":"$L$8","v":12.157},{"$f":"$K$8","v":0},{"$f":"SUM(M204:O204)","v":107.09836199999999},{"$f":"+P204","v":107.09836199999999},{"$f":"$M$8","v":-0.57499999999999996},{"$f":"L204-Q204-R204","v":232.03306128399998},{"$f":"IF(S204<0,0,S204)","v":232.03306128399998},{"$f":"K204+H204","v":294.18527128400001},null,null,null,null,null,null,null,null,null,null,null,{"$f":"J204","v":44.371152000000002},338.556423284,{"$f":"+Q204","v":107.09836199999999},{"$f":"(AI210+R210+AJ210)*V209","v":232.03322865096152},{"$f":"(AI204+R204+AJ204)*U203","v":294.18541671587366},{"$f":"IF(D204=\"Lago\",IF(AG204>0,(AI204+R204)*AG203,\"\"),IF(D204=\"Cerrada\",IF(AG204>0,(AI204+R204)*AG203,\"\"),IF(AG204>0,(AI204+R204+AJ204)*AG203,\"\")))","v":44.371173935087867},{"$f":"SUM(AI204:AK204)","v":633.31700736683524},{"$f":"IF(AN203=\"\",\"\",$AM204*AN203)","v":550.31457921769845},"","","","","","","","","","","",83.002428149136847,633.31700736683524,{"$f":"+U204","v":294.18527128400001},{"$f":"IF(D204=\"Lago\",IF((BB204-AJ204)<0,0,BB204-AJ204),IF(D204=\"Cerrada\",IF((BB204-AJ204)<0,0,BB204-AJ204),IF((BB204-AK204)<0,0,BB204-AK204)))","v":0},{"$f":"IF(AG204=0,\"\",IF(AG204-AL204<0,0,AG204-AL204))","v":0},{"$f":"IF(D204=\"Lago\",0,IF(D204=\"Cerrada\",0,AJ204))","v":232.03322865096152},{"$f":"IF(T204-BE204<0,0,T204-BE204)","v":0},{"$f":"IF(D204=\"Lago\",IF(AI204+R204+AJ204=0,\"Infinito\",(I204+U204+AG204)/(AI204+R204)),IF(D204=\"Cerrada\",IF(AI204+R204+AJ204=0,\"Infinito\",(I204+U204+AG204)/(AI204+R204)),IF(AI204+R204+AJ204=0,\"Infinito\",(I204+U204+AG204)/(AI204+R204+AJ204))))","v":0.99999950564553708},{"$f":"IF(BG204<1.4,\"1\", IF(BG204<3,\"2\", IF(BG204<9,\"3\", \"4\")))","v":"1"},{"$f":"IF(BG204<1.4,\"ROJO\", IF(BG204<3,\"AMARILLO\", IF(BG204<9,\"VERDE\", \"AZUL\")))","v":"ROJO"},{"$f":"IF(BG204<1.4,\"Déficit\", IF(BG204<3,\"Equilibrio\", IF(BG204<9,\"Disponibilidad\", \"Abundante\")))","v":"Déficit"},{"$f":"IF(I204+U204+AG204<=0,0,I204+U204+AG204)","v":338.556423284},{"$f":"IF(D204=\"Lago\",AI204+R204,IF(D204=\"Cerrada\",AI204+R204,AI204+R204+AJ204))","v":338.55659065096154},{"$f":"BK204/BL204","v":0.99999950564553708},{"$f":"SUM(BC204:BD204)","v":0}]
[null,null,null,null,null,null,null,null,null,null,null,null,null,null,null,null,null,null,null,null,{"$f":"IF(U206=0,\"\",U206/(SUM($U206:$AG206)))","v":1},"","","","","","","","","","","","",1,null,null,null,null,null,{"$f":"IF(U205=0,\"\",U205)","v":1},"","","","","","","","","","","","",1]
["B",{"$f":"A206","v":"B"},null,"D",null,null,null,{"$f":"+C9","v":104.11799999999999},null,{"$f":"+J9","v":0},{"$f":"+I9","v":4.0560743000000006},108.1740743,{"$f":"+H9","v":32.118839599999994},{"$f":"+L9","v":12.773999999999999},{"$f":"+K9","v":0},{"$f":"SUM(M206:O206)","v":44.892839599999995},44.892839599999995,{"$f":"+M9","v":4.0000000000000001E-3},{"$f":"L206-Q206-R206","v":63.277234700000008},{"$f":"IF(S206<0,0,S206)","v":63.277234700000008},{"$f":"K206+H206","v":108.1740743},null,null,null,null,null,null,null,null,null,null,null,{"$f":"J206","v":0},108.1740743,{"$f":"+Q206","v":44.892839599999995},{"$f":"(AI210+R210+AJ210)*W209","v":63.277280342282396},{"$f":"(AI206+R206+AJ206)*U205","v":108.17411994228239},{"$f":"IF(D206=\"Lago\",IF(AG206>0,(AI206+R206)*AG205,\"\"),IF(D206=\"Cerrada\",IF(AG206>0,(AI206+R206)*AG205,\"\"),IF(AG206>0,(AI206+R206+AJ206)*AG205,\"\")))","v":""},{"$f":"SUM(AI206:AK206)","v":216.34423988456479},{"$f":"IF(AN205=\"\",\"\",$AM206*AN205)","v":216.34423988456479},"","","","","","","","","","","","",216.34423988456479,{"$f":"+U206","v":108.1740743},{"$f":"IF(D206=\"Lago\",IF((BB206-AJ206)<0,0,BB206-AJ206),IF(D206=\"Cerrada\",IF((BB206-AJ206)<0,0,BB206-AJ206),IF((BB206-AK206)<0,0,BB206-AK206)))","v":0},{"$f":"IF(AG206=0,\"\",IF(AG206-AL206<0,0,AG206-AL206))","v":""},{"$f":"IF(D206=\"Lago\",0,IF(D206=\"Cerrada\",0,AJ206))","v":63.277280342282396},{"$f":"IF(T206-BE206<0,0,T206-BE206)","v":0},{"$f":"IF(D206=\"Lago\",IF(AI206+R206+AJ206=0,\"Infinito\",(I206+U206+AG206)/(AI206+R206)),IF(D206=\"Cerrada\",IF(AI206+R206+AJ206=0,\"Infinito\",(I206+U206+AG206)/(AI206+R206)),IF(AI206+R206+AJ206=0,\"Infinito\",(I206+U206+AG206)/(AI206+R206+AJ206))))","v":0.99999957806652451},{"$f":"IF(BG206<1.4,\"1\", IF(BG206<3,\"2\", IF(BG206<9,\"3\", \"4\")))","v":"1"},{"$f":"IF(BG206<1.4,\"ROJO\", IF(BG206<3,\"AMARILLO\", IF(BG206<9,\"VERDE\", \"AZUL\")))","v":"ROJO"},{"$f":"IF(BG206<1.4,\"Déficit\", IF(BG206<3,\"Equilibrio\", IF(BG206<9,\"Disponibilidad\", \"Abundante\")))","v":"Déficit"},{"$f":"IF(I206+U206+AG206<=0,0,I206+U206+AG206)","v":108.1740743},{"$f":"IF(D206=\"Lago\",AI206+R206,IF(D206=\"Cerrada\",AI206+R206,AI206+R206+AJ206))","v":108.17411994228239},{"$f":"BK206/BL206","v":0.99999957806652451},{"$f":"SUM(BC206:BD206)","v":0}]
[null,null,null,null,null,null,null,null,null,null,null,null,null,null,null,null,null,null,null,null,{"$f":"IF(U208=0,\"\",U208/(SUM($U208:$AG208)))","v":1},"","","","","","","","","","","","",1,null,null,null,null,null,{"$f":"IF(U207=0,\"\",U207)","v":1},"","","","","","","","","","","","",1]
["C",{"$f":"A208","v":"C"},null,"D",null,null,null,{"$f":"+C10","v":92.501000000000005},null,{"$f":"+J10","v":0},{"$f":"+I10","v":5.3224309500000002},97.823430950000002,{"$f":"+H10","v":33.812046600000002},{"$f":"+L10","v":14.351000000000001},{"$f":"+K10","v":0},{"$f":"SUM(M208:O208)","v":48.163046600000001},48.163046600000001,{"$f":"+M10","v":0.90400000000000003},{"$f":"L208-Q208-R208","v":48.756384349999998},{"$f":"IF(S208<0,0,S208)","v":48.756384349999998},{"$f":"K208+H208","v":97.823430950000002},null,null,null,null,null,null,null,null,null,null,null,{"$f":"J208","v":0},97.823430950000002,{"$f":"+Q208","v":48.163046600000001},{"$f":"(AI210+R210+AJ210)*X209","v":48.756419518298252},{"$f":"(AI208+R208+AJ208)*U207","v":97.823466118298256},{"$f":"IF(D208=\"Lago\",IF(AG208>0,(AI208+R208)*AG207,\"\"),IF(D208=\"Cerrada\",IF(AG208>0,(AI208+R208)*AG207,\"\"),IF(AG208>0,(AI208+R208+AJ208)*AG207,\"\")))","v":""},{"$f":"SUM(AI208:AK208)","v":194.74293223659652},{"$f":"IF(AN207=\"\",\"\",$AM208*AN207)","v":194.74293223659652},"","","","","","","","","","","","",194.74293223659652,{"$f":"+U208","v":97.823430950000002},{"$f":"IF(D208=\"Lago\",IF((BB208-AJ208)<0,0,BB208-AJ208),IF(D208=\"Cerrada\",IF((BB208-AJ208)<0,0,BB208-AJ208),IF((BB208-AK208)<0,0,BB208-AK208)))","v":0},{"$f":"IF(AG208=0,\"\",IF(AG208-AL208<0,0,AG208-AL208))","v":""},{"$f":"IF(D208=\"Lago\",0,IF(D208=\"Cerrada\",0,AJ208))","v":48.756419518298252},{"$f":"IF(T208-BE208<0,0,T208-BE208)","v":0},{"$f":"IF(D208=\"Lago\",IF(AI208+R208+AJ208=0,\"Infinito\",(I208+U208+AG208)/(AI208+R208)),IF(D208=\"Cerrada\",IF(AI208+R208+AJ208=0,\"Infinito\",(I208+U208+AG208)/(AI208+R208)),IF(AI208+R208+AJ208=0,\"Infinito\",(I208+U208+AG208)/(AI208+R208+AJ208))))","v":0.99999964049220857},{"$f":"IF(BG208<1.4,\"1\", IF(BG208<3,\"2\", IF(BG208<9,\"3\", \"4\")))","v":"1"},{"$f":"IF(BG208<1.4,\"ROJO\", IF(BG208<3,\"AMARILLO\", IF(BG208<9,\"VERDE\", \"AZUL\")))","v":"ROJO"},{"$f":"IF(BG208<1.4,\"Déficit\", IF(BG208<3,\"Equilibrio\", IF(BG208<9,\"Disponibilidad\", \"Abundante\")))","v":"Déficit"},{"$f":"IF(I208+U208+AG208<=0,0,I208+U208+AG208)","v":97.823430950000002},{"$f":"IF(D208=\"Lago\",AI208+R208,IF(D208=\"Cerrada\",AI208+R208,AI208+R208+AJ208))","v":97.823466118298256},{"$f":"BK208/BL208","v":0.99999964049220857},{"$f":"SUM(BC208:BD208)","v":0}]
[null,null,null,null,null,null,null,null,null,null,null,null,null,null,null,null,null,null,null,null,{"$f":"IF(U210=0,\"\",U210/(SUM($U210:$AG210)))","v":0.53978336333693266},0.31036273246539503,8.4638350050938754E-2,6.5215554146733454E-2,"","","","","","","","","",0.99999999999999989,null,null,null,null,null,{"$f":"IF(U209=0,\"\",U209)","v":0.53978336333693266},0.31036273246539503,8.4638350050938754E-2,6.5215554146733454E-2,"","","","","","","","","",0.99999999999999989]
["D",{"$f":"A210","v":"D"},"A, B y C","E",null,null,null,{"$f":"+C11","v":386.84},{"$f":"T204+T206+T208","v":344.06668033400001},{"$f":"+J11","v":0},{"$f":"+I11","v":16.712273271750004},747.61895360574988,{"$f":"+H11","v":595.07350386500002},{"$f":"+L11","v":74.510999999999996},{"$f":"+K11","v":0},{"$f":"SUM(M210:O210)","v":669.58450386499999},669.58450386499999,{"$f":"+M11","v":2.4860000000000002},{"$f":"L210-Q210-R210","v":75.548449740749888},{"$f":"IF(S210<0,0,S210)","v":75.548449740749888},{"$f":"K210+H210","v":403.55227327174998},{"$f":"T204","v":232.03306128399998},{"$f":"T206","v":63.277234700000008},{"$f":"T208","v":48.756384349999998},null,null,null,null,null,null,null,null,{"$f":"J210","v":0},747.61895360574999,{"$f":"+Q210","v":669.58450386499999},{"$f":"(AI212+R212+AJ212)*V211","v":75.548989003180836},{"$f":"(AI210+R210+AJ210)*U209","v":403.55256435663858},{"$f":"IF(D210=\"Lago\",IF(AG210>0,(AI210+R210)*AG209,\"\"),IF(D210=\"Cerrada\",IF(AG210>0,(AI210+R210)*AG209,\"\"),IF(AG210>0,(AI210+R210+AJ210)*AG209,\"\")))","v":""},{"$f":"SUM(AI210:AK210)","v":1148.6860572248195},{"$f":"IF(AN209=\"\",\"\",$AM210*AN209)","v":620.04162338705339},356.50934346519608,97.222892610026932,74.912197762542974,"","","","","","","","","",1148.6860572248195,{"$f":"+U210","v":403.55227327174998},{"$f":"IF(D210=\"Lago\",IF((BB210-AJ210)<0,0,BB210-AJ210),IF(D210=\"Cerrada\",IF((BB210-AJ210)<0,0,BB210-AJ210),IF((BB210-AK210)<0,0,BB210-AK210)))","v":0},{"$f":"IF(AG210=0,\"\",IF(AG210-AL210<0,0,AG210-AL210))","v":""},{"$f":"IF(D210=\"Lago\",0,IF(D210=\"Cerrada\",0,AJ210))","v":75.548989003180836},{"$f":"IF(T210-BE210<0,0,T210-BE210)","v":0},{"$f":"IF(D210=\"Lago\",IF(AI210+R210+AJ210=0,\"Infinito\",(I210+U210+AG210)/(AI210+R210)),IF(D210=\"Cerrada\",IF(AI210+R210+AJ210=0,\"Infinito\",(I210+U210+AG210)/(AI210+R210)),IF(AI210+R210+AJ210=0,\"Infinito\",(I210+U210+AG210)/(AI210+R210+AJ210))))","v":0.99999927869399341},{"$f":"IF(BG210<1.4,\"1\", IF(BG210<3,\"2\", IF(BG210<9,\"3\", \"4\")))","v":"1"},{"$f":"IF(BG210<1.4,\"ROJO\", IF(BG210<3,\"AMARILLO\", IF(BG210<9,\"VERDE\", \"AZUL\")))","v":"ROJO"},{"$f":"IF(BG210<1.4,\"Déficit\", IF(BG210<3,\"Equilibrio\", IF(BG210<9,\"Disponibilidad\", \"Abundante\")))","v":"Déficit"},{"$f":"IF(I210+U210+AG210<=0,0,I210+U210+AG210)","v":747.61895360574999},{"$f":"IF(D210=\"Lago\",AI210+R210,IF(D210=\"Cerrada\",AI210+R210,AI210+R210+AJ210))","v":747.61949286818083},{"$f":"BK210/BL210","v":0.99999927869399341},{"$f":"SUM(BC210:BD210)","v":0}]
[null,null,null,null,null,null,null,null,null,null,null,null,null,null,null,null,null,null,null,null,{"$f":"IF(U212=0,\"\",U212/(SUM($U212:$AG212)))","v":0.92822700210282472},7.1772997897175214E-2,"","","","","","","","","","","",0.99999999999999989,null,null,null,null,null,{"$f":"IF(U211=0,\"\",U211)","v":0.92822700210282472},7.1772997897175214E-2,"","","","","","","","","","","",0.99999999999999989]
["E",{"$f":"A212","v":"E"},"D","F",null,null,null,{"$f":"+C12","v":475.613},{"$f":"T210","v":75.548449740749888},{"$f":"+J12","v":0},{"$f":"+I12","v":501.44122750820003},1052.6026772489499,{"$f":"+H12","v":951.20367341999986},{"$f":"+L12","v":91.506},{"$f":"+K12","v":0},{"$f":"SUM(M212:O212)","v":1042.7096734199999},1042.7096734199999,{"$f":"+M12","v":6.5170000000000003},{"$f":"L212-Q212-R212","v":3.3760038289499859},{"$f":"IF(S212<0,0,S212)","v":3.3760038289499859},{"$f":"K212+H212","v":977.05422750820003},{"$f":"T210","v":75.548449740749888},null,null,null,null,null,null,null,null,null,null,{"$f":"J212","v":0},1052.6026772489499,{"$f":"+Q212","v":1042.7096734199999},{"$f":"(AI222+R222+AJ222)*V221","v":3.3835172733754058},{"$f":"(AI212+R212+AJ212)*U211","v":977.06120169019448},{"$f":"IF(D212=\"Lago\",IF(AG212>0,(AI212+R212)*AG211,\"\"),IF(D212=\"Cerrada\",IF(AG212>0,(AI212+R212)*AG211,\"\"),IF(AG212>0,(AI212+R212+AJ212)*AG211,\"\")))","v":""},{"$f":"SUM(AI212:AK212)","v":2023.1543923835698},{"$f":"IF(AN211=\"\",\"\",$AM212*AN211)","v":1877.9465364333628},145.20785595020675,"","","","","","","","","","","",2023.1543923835695,{"$f":"+U212","v":977.05422750820003},{"$f":"IF(D212=\"Lago\",IF((BB212-AJ212)<0,0,BB212-AJ212),IF(D212=\"Cerrada\",IF((BB212-AJ212)<0,0,BB212-AJ212),IF((BB212-AK212)<0,0,BB212-AK212)))","v":0},{"$f":"IF(AG212=0,\"\",IF(AG212-AL212<0,0,AG212-AL212))","v":""},{"$f":"IF(D212=\"Lago\",0,IF(D212=\"Cerrada\",0,AJ212))","v":3.3835172733754058},{"$f":"IF(T212-BE212<0,0,T212-BE212)","v":0},{"$f":"IF(D212=\"Lago\",IF(AI212+R212+AJ212=0,\"Infinito\",(I212+U212+AG212)/(AI212+R212)),IF(D212=\"Cerrada\",IF(AI212+R212+AJ212=0,\"Infinito\",(I212+U212+AG212)/(AI212+R212)),IF(AI212+R212+AJ212=0,\"Infinito\",(I212+U212+AG212)/(AI212+R212+AJ212))))","v":0.9999928620827615},{"$f":"IF(BG212<1.4,\"1\", IF(BG212<3,\"2\", IF(BG212<9,\"3\", \"4\")))","v":"1"},{"$f":"IF(BG212<1.4,\"ROJO\", IF(BG212<3,\"AMARILLO\", IF(BG212<9,\"VERDE\", \"AZUL\")))","v":"ROJO"},{"$f":"IF(BG212<1.4,\"Déficit\", IF(BG212<3,\"Equilibrio\", IF(BG212<9,\"Disponibilidad\", \"Abundante\")))","v":"Déficit"},{"$f":"IF(I212+U212+AG212<=0,0,I212+U212+AG212)","v":1052.6026772489499},{"$f":"IF(D212=\"Lago\",AI212+R212,IF(D212=\"Cerrada\",AI212+R212,AI212+R212+AJ212))","v":1052.6101906933754},{"$f":"BK212/BL212","v":0.9999928620827615},{"$f":"SUM(BC212:BD212)","v":0}]
[null,null,null,null,null,null,null,null,null,null,null,null,null,null,null,null,null,null,null,null,{"$f":"IF(U214=0,\"\",U214/(SUM($U214:$AG214)))","v":1},"","","","","","","","","","","","",1,null,null,null,null,null,null,{"$f":"IF(V213=0,\"\",V213)","v":""},"","","","","","","","","","",""]
["F",{"$f":"A214","v":"F"},null,"J",null,null,null,{"$f":"C14","v":251.61699999999999},null,{"$f":"+J14","v":0},{"$f":"+I14","v":16.127378248267636},267.74437824826765,{"$f":"+H14","v":109.10329579},{"$f":"+L14","v":52.415999999999997},{"$f":"+K14","v":0},{"$f":"SUM(M214:O214)","v":161.51929579},161.51929579,{"$f":"+M14","v":1.9730000000000001},{"$f":"L214-Q214-R214","v":104.25208245826765},{"$f":"IF(S214<0,0,S214)","v":104.25208245826765},{"$f":"K214+H214","v":267.74437824826765},null,null,null,null,null,null,null,null,null,null,null,{"$f":"J214","v":0},267.74437824826765,{"$f":"+Q214","v":161.51929579},{"$f":"(AI218+R218+AJ218)*V217","v":104.35674780625614},{"$f":"(AI214+R214+AJ214)*U213","v":267.84904359625614},{"$f":"IF(D214=\"Lago\",IF(AG214>0,(AI214+R214)*AG213,\"\"),IF(D214=\"Cerrada\",IF(AG214>0,(AI214+R214)*AG213,\"\"),IF(AG214>0,(AI214+R214+AJ214)*AG213,\"\")))","v":""},{"$f":"SUM(AI214:AK214)","v":533.72508719251232},{"$f":"IF(AN213=\"\",\"\",$AM214*AN213)","v":""},"","","","","","","","","","","",{"$f":"IF(AZ213=\"\",\"\",$AM214*AZ213)","v":""},{"$f":"SUM(AN214:AZ214)","v":0},{"$f":"+U214","v":267.74437824826765},{"$f":"IF(D214=\"Lago\",IF((BB214-AJ214)<0,0,BB214-AJ214),IF(D214=\"Cerrada\",IF((BB214-AJ214)<0,0,BB214-AJ214),IF((BB214-AK214)<0,0,BB214-AK214)))","v":0},{"$f":"IF(AG214=0,\"\",IF(AG214-AL214<0,0,AG214-AL214))","v":""},{"$f":"IF(D214=\"Lago\",0,IF(D214=\"Cerrada\",0,AJ214))","v":104.35674780625614},{"$f":"IF(T214-BE214<0,0,T214-BE214)","v":0},{"$f":"IF(D214=\"Lago\",IF(AI214+R214+AJ214=0,\"Infinito\",(I214+U214+AG214)/(AI214+R214)),IF(D214=\"Cerrada\",IF(AI214+R214+AJ214=0,\"Infinito\",(I214+U214+AG214)/(AI214+R214)),IF(AI214+R214+AJ214=0,\"Infinito\",(I214+U214+AG214)/(AI214+R214+AJ214))))","v":0.99960923755193143},{"$f":"IF(BG214<1.4,\"1\", IF(BG214<3,\"2\", IF(BG214<9,\"3\", \"4\")))","v":"1"},{"$f":"IF(BG214<1.4,\"ROJO\", IF(BG214<3,\"AMARILLO\", IF(BG214<9,\"VERDE\", \"AZUL\")))","v":"ROJO"},{"$f":"IF(BG214<1.4,\"Déficit\", IF(BG214<3,\"Equilibrio\", IF(BG214<9,\"Disponibilidad\", \"Abundante\")))","v":"Déficit"},{"$f":"IF(I214+U214+AG214<=0,0,I214+U214+AG214)","v":267.74437824826765},{"$f":"IF(D214=\"Lago\",AI214+R214,IF(D214=\"Cerrada\",AI214+R214,AI214+R214+AJ214))","v":267.84904359625614},{"$f":"BK214/BL214","v":0.99960923755193143},{"$f":"SUM(BC214:BD214)","v":0}]
[null,null,null,null,null,null,null,null,null,null,null,null,null,null,null,null,null,null,null,null,{"$f":"IF(U216=0,\"\",U216/(SUM($U216:$AG216)))","v":1},"","","","","","","","","","","","",1,null,null,null,null,null,null,{"$f":"IF(V215=0,\"\",V215)","v":""},"","","","","","","","","","",""]
["G",{"$f":"A216","v":"G"},null,"H",null,null,null,{"$f":"C15","v":105.229},null,{"$f":"+J15","v":0},{"$f":"+I15","v":66.068225620774896},{"$f":"SUM(H216:K216)","v":171.2972256207749},{"$f":"+H15","v":121.64702512},{"$f":"+L15","v":12.111000000000001},{"$f":"+K15","v":0},{"$f":"SUM(M216:O216)","v":133.75802511999999},133.75802511999999,{"$f":"+M15","v":0},{"$f":"L216-Q216-R216","v":37.539200500774911},{"$f":"IF(S216<0,0,S216)","v":37.539200500774911},{"$f":"K216+H216","v":171.2972256207749},null,null,null,null,null,null,null,null,null,null,null,{"$f":"J216","v":0},171.2972256207749,{"$f":"+Q216","v":133.75802511999999},{"$f":"(AI218+R218+AJ218)*W217","v":37.57688851036643},{"$f":"(AI216+R216+AJ216)*U215","v":171.33491363036643},{"$f":"IF(D216=\"Lago\",IF(AG216>0,(AI216+R216)*AG215,\"\"),IF(D216=\"Cerrada\",IF(AG216>0,(AI216+R216)*AG215,\"\"),IF(AG216>0,(AI216+R216+AJ216)*AG215,\"\")))","v":""},{"$f":"SUM(AI216:AK216)","v":342.66982726073286},{"$f":"IF(AN215=\"\",\"\",$AM216*AN215)","v":""},"","","","","","","","","","","","",{"$f":"SUM(AN216:AZ216)","v":0},{"$f":"+U216","v":171.2972256207749},{"$f":"IF(D216=\"Lago\",IF((BB216-AJ216)<0,0,BB216-AJ216),IF(D216=\"Cerrada\",IF((BB216-AJ216)<0,0,BB216-AJ216),IF((BB216-AK216)<0,0,BB216-AK216)))","v":0},{"$f":"IF(AG216=0,\"\",IF(AG216-AL216<0,0,AG216-AL216))","v":""},{"$f":"IF(D216=\"Lago\",0,IF(D216=\"Cerrada\",0,AJ216))","v":37.57688851036643},{"$f":"IF(T216-BE216<0,0,T216-BE216)","v":0},{"$f":"IF(D216=\"Lago\",IF(AI216+R216+AJ216=0,\"Infinito\",(I216+U216+AG216)/(AI216+R216)),IF(D216=\"Cerrada\",IF(AI216+R216+AJ216=0,\"Infinito\",(I216+U216+AG216)/(AI216+R216)),IF(AI216+R216+AJ216=0,\"Infinito\",(I216+U216+AG216)/(AI216+R216+AJ216))))","v":0.99978003310129282},{"$f":"IF(BG216<1.4,\"1\", IF(BG216<3,\"2\", IF(BG216<9,\"3\", \"4\")))","v":"1"},{"$f":"IF(BG216<1.4,\"ROJO\", IF(BG216<3,\"AMARILLO\", IF(BG216<9,\"VERDE\", \"AZUL\")))","v":"ROJO"},{"$f":"IF(BG216<1.4,\"Déficit\", IF(BG216<3,\"Equilibrio\", IF(BG216<9,\"Disponibilidad\", \"Abundante\")))","v":"Déficit"},{"$f":"IF(I216+U216+AG216<=0,0,I216+U216+AG216)","v":171.2972256207749},{"$f":"IF(D216=\"Lago\",AI216+R216,IF(D216=\"Cerrada\",AI216+R216,AI216+R216+AJ216))","v":171.33491363036643},{"$f":"BK216/BL216","v":0.99978003310129282},{"$f":"SUM(BC216:BD216)","v":0}]
[null,null,null,null,null,null,null,null,null,null,null,null,null,null,null,null,null,null,null,null,{"$f":"IF(U218=0,\"\",U218/(SUM($U218:$AG218)))","v":0.44937835160854922},{"$f":"IF(V218=0,0,V218/(SUM($U218:$AG218)))","v":0.4048447287693574},{"$f":"IF(W218=0,0,W218/(SUM($U218:$AG218)))","v":0.14577691962209346},"","","","","","","","","","",1,null,null,null,null,null,{"$f":"IF(U217=0,\"\",U217)","v":0.44937835160854922},0.4048447287693574,0.14577691962209346,"","","","","","","","","",""]
["H",{"$f":"A218","v":"H"},"F y G","J",null,null,null,{"$f":"C16","v":77.311000000000007},{"$f":"T214+T216","v":141.79128295904258},{"$f":"+J16","v":0},{"$f":"+I16","v":38.40899247529989},257.51127543434245,{"$f":"+H16","v":138.84147618000003},{"$f":"+L16","v":2.504},{"$f":"+K16","v":0},{"$f":"SUM(M218:O218)","v":141.34547618000002},141.34547618000002,{"$f":"+M16","v":0},{"$f":"L218-Q218-R218","v":116.16579925434243},{"$f":"IF(S218<0,0,S218)","v":116.16579925434243},{"$f":"K218+H218","v":115.7199924752999},{"$f":"T214","v":104.25208245826765},{"$f":"T216","v":37.539200500774911},null,null,null,null,null,null,null,null,null,{"$f":"J218","v":0},257.51127543434245,{"$f":"+Q218","v":141.34547618000002},{"$f":"(AI222+R222+AJ222)*W221","v":116.42433132985356},{"$f":"(AI218+R218+AJ218)*U217","v":115.83617119323104},{"$f":"IF(D218=\"Lago\",IF(AG218>0,(AI218+R218)*AG217,\"\"),IF(D218=\"Cerrada\",IF(AG218>0,(AI218+R218)*AG217,\"\"),IF(AG218>0,(AI218+R218+AJ218)*AG217,\"\")))","v":""},{"$f":"SUM(AI218:AK218)","v":373.60597870308465},{"$f":"IF(AN217=\"\",\"\",$AM218*AN217)","v":167.89043886069092},151.25241111466062,54.463128727733135,"","","","","","","","","","",{"$f":"SUM(AN218:AZ218)","v":373.60597870308465},{"$f":"+U218","v":115.7199924752999},{"$f":"IF(D218=\"Lago\",IF((BB218-AJ218)<0,0,BB218-AJ218),IF(D218=\"Cerrada\",IF((BB218-AJ218)<0,0,BB218-AJ218),IF((BB218-AK218)<0,0,BB218-AK218)))","v":0},{"$f":"IF(AG218=0,\"\",IF(AG218-AL218<0,0,AG218-AL218))","v":""},{"$f":"IF(D218=\"Lago\",0,IF(D218=\"Cerrada\",0,AJ218))","v":116.42433132985356},{"$f":"IF(T218-BE218<0,0,T218-BE218)","v":0},{"$f":"IF(D218=\"Lago\",IF(AI218+R218+AJ218=0,\"Infinito\",(I218+U218+AG218)/(AI218+R218)),IF(D218=\"Cerrada\",IF(AI218+R218+AJ218=0,\"Infinito\",(I218+U218+AG218)/(AI218+R218)),IF(AI218+R218+AJ218=0,\"Infinito\",(I218+U218+AG218)/(AI218+R218+AJ218))))","v":0.99899704283442403},{"$f":"IF(BG218<1.4,\"1\", IF(BG218<3,\"2\", IF(BG218<9,\"3\", \"4\")))","v":"1"},{"$f":"IF(BG218<1.4,\"ROJO\", IF(BG218<3,\"AMARILLO\", IF(BG218<9,\"VERDE\", \"AZUL\")))","v":"ROJO"},{"$f":"IF(BG218<1.4,\"Déficit\", IF(BG218<3,\"Equilibrio\", IF(BG218<9,\"Disponibilidad\", \"Abundante\")))","v":"Déficit"},{"$f":"IF(I218+U218+AG218<=0,0,I218+U218+AG218)","v":257.51127543434245},{"$f":"IF(D218=\"Lago\",AI218+R218,IF(D218=\"Cerrada\",AI218+R218,AI218+R218+AJ218))","v":257.76980750985359},{"$f":"BK218/BL218","v":0.99899704283442403},{"$f":"SUM(BC218:BD218)","v":0}]
[null,null,null,null,null,null,null,null,null,null,null,null,null,null,null,null,null,null,null,null,{"$f":"IF(U220=0,\"\",U220/(SUM($U220:$AG220)))","v":0.66258627727729191},"","","","","","","","","","","",0.33741372272270809,1,null,null,null,null,null,{"$f":"IF(U219=0,\"\",U219)","v":0.66258627727729191},"","","","","","","","","","","",0.33741372272270809,1]
["I",{"$f":"A220","v":"I"},null,"Cerrada",null,null,null,{"$f":"C17","v":188.60900000000001},null,{"$f":"+J17","v":96.69761770928703},{"$f":"+I17","v":1.2781036500000003},286.58472135928702,{"$f":"+H17","v":4.5329597999999995},{"$f":"+L17","v":169.965},{"$f":"+K17","v":118.25493834068163},{"$f":"SUM(M220:O220)","v":292.75289814068162},292.75289814068162,{"$f":"+M17","v":-3.65},{"$f":"L220-Q220-R220","v":-2.5181767813946068},{"$f":"S220","v":-2.5181767813946068},{"$f":"K220+H220","v":189.88710365},null,null,null,null,null,null,null,null,null,null,null,{"$f":"J220","v":96.69761770928703},286.58472135928702,{"$f":"+Q220","v":292.75289814068162},{"$f":"(AI220+R220)*U219","v":191.55561302911036},null,{"$f":"IF(D220=\"Lago\",IF(AG220>0,(AI220+R220)*AG219,\"\"),IF(D220=\"Cerrada\",IF(AG220>0,(AI220+R220)*AG219,\"\"),IF(AG220>0,(AI220+R220+AJ220)*AG219,\"\")))","v":97.54728511157127},{"$f":"SUM(AI220:AK220)","v":484.30851116979198},{"$f":"IF(AN219=\"\",\"\",$AM220*AN219)","v":320.89617346970022},"","","","","","","","","","","",163.41233770009177,484.30851116979198,{"$f":"+U220","v":189.88710365},{"$f":"IF(D220=\"Lago\",IF((BB220-AJ220)<0,0,BB220-AJ220),IF(D220=\"Cerrada\",IF((BB220-AJ220)<0,0,BB220-AJ220),IF((BB220-AK220)<0,0,BB220-AK220)))","v":0},{"$f":"IF(AG220=0,\"\",IF(AG220-AL220<0,0,AG220-AL220))","v":0},{"$f":"IF(D220=\"Lago\",0,IF(D220=\"Cerrada\",0,AJ220))","v":0},{"$f":"IF(T220-BE220<0,0,T220-BE220)","v":0},{"$f":"IF(D220=\"Lago\",IF(AI220+R220+AJ220=0,\"Infinito\",(I220+U220+AG220)/(AI220+R220)),IF(D220=\"Cerrada\",IF(AI220+R220+AJ220=0,\"Infinito\",(I220+U220+AG220)/(AI220+R220)),IF(AI220+R220+AJ220=0,\"Infinito\",(I220+U220+AG220)/(AI220+R220+AJ220))))","v":0.99128968682918828},{"$f":"IF(BG220<1.4,\"1\", IF(BG220<3,\"2\", IF(BG220<9,\"3\", \"4\")))","v":"1"},{"$f":"IF(BG220<1.4,\"ROJO\", IF(BG220<3,\"AMARILLO\", IF(BG220<9,\"VERDE\", \"AZUL\")))","v":"ROJO"},{"$f":"IF(BG220<1.4,\"Déficit\", IF(BG220<3,\"Equilibrio\", IF(BG220<9,\"Disponibilidad\", \"Abundante\")))","v":"Déficit"},{"$f":"IF(I220+U220+AG220<=0,0,I220+U220+AG220)","v":286.58472135928702},{"$f":"IF(D220=\"Lago\",AI220+R220,IF(D220=\"Cerrada\",AI220+R220,AI220+R220+AJ220))","v":289.10289814068165},{"$f":"BK220/BL220","v":0.99128968682918828},{"$f":"SUM(BC220:BD220)","v":0}]
[null,null,null,null,null,null,null,null,null,null,null,null,null,null,null,null,null,null,null,null,{"$f":"IF(U222=0,\"\",U222/(SUM($U222:$AG222)))","v":0.7842576985568771},{"$f":"IF(V222=0,0,V222/(SUM($U222:$AG222)))","v":3.0628966207736064E-3},0.10539201138769254,"","","","","","","","","",0.10728739343465681,1,null,null,null,null,null,{"$f":"IF(U221=0,\"\",U221)","v":0.7842576985568771},3.0628966207736064E-3,0.10539201138769254,"","","","","","","","","",0.10728739343465681,1]
["J",{"$f":"A222","v":"J"},"E y H","M",null,null,null,{"$f":"C13","v":102.836},{"$f":"T212+T218","v":119.54180308329242},{"$f":"+J13","v":118.25493834068163},{"$f":"+I13","v":761.59310781062959},1102.2258492346036,{"$f":"+H13","v":436.86926301862002},{"$f":"+L13","v":6.4169999999999998},{"$f":"+K13","v":587.90761770928702},{"$f":"SUM(M222:O222)","v":1031.1938807279071},1031.1938807279071,{"$f":"+M13","v":0},{"$f":"L222-Q222-R222","v":71.031968506696558},{"$f":"IF(S222<0,0,S222)","v":71.031968506696558},{"$f":"K222+H222","v":864.4291078106296},{"$f":"T212","v":3.3760038289499859},{"$f":"T218","v":116.16579925434243},null,null,null,null,null,null,null,null,null,{"$f":"J222","v":118.25493834068163},1102.2258492346036,{"$f":"+Q222","v":1031.1938807279071},{"$f":"(AI228+R228+AJ228)*V227","v":73.485020423127992},{"$f":"(AI222+R222+AJ222)*U221","v":866.35293266105066},{"$f":"IF(D222=\"Lago\",IF(AG222>0,(AI222+R222)*AG221,\"\"),IF(D222=\"Cerrada\",IF(AG222>0,(AI222+R222)*AG221,\"\"),IF(AG222>0,(AI222+R222+AJ222)*AG221,\"\")))","v":118.51811988675544},{"$f":"SUM(AI222:AK222)","v":1971.0318338120856},{"$f":"IF(AN221=\"\",\"\",$AM222*AN221)","v":1545.7968897678072},6.0370667432202412,207.73100947462783,"","","","","","","","","",211.4668678264303,1971.0318338120856,{"$f":"+U222","v":864.4291078106296},{"$f":"IF(D222=\"Lago\",IF((BB222-AJ222)<0,0,BB222-AJ222),IF(D222=\"Cerrada\",IF((BB222-AJ222)<0,0,BB222-AJ222),IF((BB222-AK222)<0,0,BB222-AK222)))","v":0},{"$f":"IF(AG222=0,\"\",IF(AG222-AL222<0,0,AG222-AL222))","v":0},{"$f":"IF(D222=\"Lago\",0,IF(D222=\"Cerrada\",0,AJ222))","v":73.485020423127992},{"$f":"IF(T222-BE222<0,0,T222-BE222)","v":0},{"$f":"IF(D222=\"Lago\",IF(AI222+R222+AJ222=0,\"Infinito\",(I222+U222+AG222)/(AI222+R222)),IF(D222=\"Cerrada\",IF(AI222+R222+AJ222=0,\"Infinito\",(I222+U222+AG222)/(AI222+R222)),IF(AI222+R222+AJ222=0,\"Infinito\",(I222+U222+AG222)/(AI222+R222+AJ222))))","v":0.99777939823610695},{"$f":"IF(BG222<1.4,\"1\", IF(BG222<3,\"2\", IF(BG222<9,\"3\", \"4\")))","v":"1"},{"$f":"IF(BG222<1.4,\"ROJO\", IF(BG222<3,\"AMARILLO\", IF(BG222<9,\"VERDE\", \"AZUL\")))","v":"ROJO"},{"$f":"IF(BG222<1.4,\"Déficit\", IF(BG222<3,\"Equilibrio\", IF(BG222<9,\"Disponibilidad\", \"Abundante\")))","v":"Déficit"},{"$f":"IF(I222+U222+AG222<=0,0,I222+U222+AG222)","v":1102.2258492346036},{"$f":"IF(D222=\"Lago\",AI222+R222,IF(D222=\"Cerrada\",AI222+R222,AI222+R222+AJ222))","v":1104.678901151035},{"$f":"BK222/BL222","v":0.99777939823610695},{"$f":"SUM(BC222:BD222)","v":0}]
[null,null,null,null,null,null,null,null,null,null,null,null,null,null,null,null,null,null,null,null,{"$f":"IF(U224=0,\"\",U224/(SUM($U224:$AG224)))","v":1},"","","","","","","","","","","","",1,null,null,null,null,null,{"$f":"IF(U223=0,\"\",U223)","v":1},"","","","","","","","","","","","",1]
["K",{"$f":"A224","v":"K"},null,"M",null,null,null,{"$f":"C18","v":183.39500000000001},null,{"$f":"+J18","v":0},{"$f":"+I18","v":115.77888464009979},299.1738846400998,{"$f":"+H18","v":187.33986660999997},{"$f":"+L18","v":19.408000000000001},{"$f":"+K18","v":0},{"$f":"SUM(M224:O224)","v":206.74786660999996},206.74786660999996,{"$f":"+M18","v":0},{"$f":"L224-Q224-R224","v":92.42601803009984},{"$f":"IF(S224<0,0,S224)","v":92.42601803009984},{"$f":"K224+H224","v":299.1738846400998},null,null,null,null,null,null,null,null,null,null,null,{"$f":"J224","v":0},299.1738846400998,{"$f":"+Q224","v":206.74786660999996},{"$f":"(AI228+R228+AJ228)*W227","v":95.617902267905933},{"$f":"(AI224+R224+AJ224)*U223","v":302.36576887790591},{"$f":"IF(D224=\"Lago\",IF(AG224>0,(AI224+R224)*AG223,\"\"),IF(D224=\"Cerrada\",IF(AG224>0,(AI224+R224)*AG223,\"\"),IF(AG224>0,(AI224+R224+AJ224)*AG223,\"\")))","v":""},{"$f":"SUM(AI224:AK224)","v":604.73153775581181},{"$f":"IF(AN223=\"\",\"\",$AM224*AN223)","v":604.73153775581181},"","","","","","","","","","","","",604.73153775581181,{"$f":"+U224","v":299.1738846400998},{"$f":"IF(D224=\"Lago\",IF((BB224-AJ224)<0,0,BB224-AJ224),IF(D224=\"Cerrada\",IF((BB224-AJ224)<0,0,BB224-AJ224),IF((BB224-AK224)<0,0,BB224-AK224)))","v":0},{"$f":"IF(AG224=0,\"\",IF(AG224-AL224<0,0,AG224-AL224))","v":""},{"$f":"IF(D224=\"Lago\",0,IF(D224=\"Cerrada\",0,AJ224))","v":95.617902267905933},{"$f":"IF(T224-BE224<0,0,T224-BE224)","v":0},{"$f":"IF(D224=\"Lago\",IF(AI224+R224+AJ224=0,\"Infinito\",(I224+U224+AG224)/(AI224+R224)),IF(D224=\"Cerrada\",IF(AI224+R224+AJ224=0,\"Infinito\",(I224+U224+AG224)/(AI224+R224)),IF(AI224+R224+AJ224=0,\"Infinito\",(I224+U224+AG224)/(AI224+R224+AJ224))))","v":0.98944363229458365},{"$f":"IF(BG224<1.4,\"1\", IF(BG224<3,\"2\", IF(BG224<9,\"3\", \"4\")))","v":"1"},{"$f":"IF(BG224<1.4,\"ROJO\", IF(BG224<3,\"AMARILLO\", IF(BG224<9,\"VERDE\", \"AZUL\")))","v":"ROJO"},{"$f":"IF(BG224<1.4,\"Déficit\", IF(BG224<3,\"Equilibrio\", IF(BG224<9,\"Disponibilidad\", \"Abundante\")))","v":"Déficit"},{"$f":"IF(I224+U224+AG224<=0,0,I224+U224+AG224)","v":299.1738846400998},{"$f":"IF(D224=\"Lago\",AI224+R224,IF(D224=\"Cerrada\",AI224+R224,AI224+R224+AJ224))","v":302.36576887790591},{"$f":"BK224/BL224","v":0.98944363229458365},{"$f":"SUM(BC224:BD224)","v":0}]
[null,null,null,null,null,null,null,null,null,null,null,null,null,null,null,null,null,null,null,null,{"$f":"IF(U226=0,\"\",U226/(SUM($U226:$AG226)))","v":1},"","","","","","","","","","","","",{"$f":"SUM(U225:AG225)","v":1},null,null,null,null,null,{"$f":"IF(U225=0,\"\",U225)","v":1},"","","","","","","","","","","","",1]
["L",{"$f":"A226","v":"L"},null,"M",null,null,null,{"$f":"C19","v":352.20400000000001},null,{"$f":"+J19","v":0},{"$f":"+I19","v":213.90782481194637},566.11182481194635,{"$f":"+H19","v":276.35245653446361},{"$f":"+L19","v":36.799999999999997},{"$f":"+K19","v":0},{"$f":"SUM(M226:O226)","v":313.15245653446362},313.15245653446362,{"$f":"+M19","v":0.52600000000000002},{"$f":"L226-Q226-R226","v":252.43336827748271},{"$f":"IF(S226<0,0,S226)","v":252.43336827748271},{"$f":"K226+H226","v":566.11182481194635},null,null,null,null,null,null,null,null,null,null,null,{"$f":"J226","v":0},{"$f":"SUM(U226:AG226)","v":566.11182481194635},{"$f":"+Q226","v":313.15245653446362},{"$f":"(AI228+R228+AJ228)*X227","v":261.15102274831361},{"$f":"(AI226+R226+AJ226)*U225","v":574.82947928277724},{"$f":"IF(D226=\"Lago\",IF(AG226>0,(AI226+R226)*AG225,\"\"),IF(D226=\"Cerrada\",IF(AG226>0,(AI226+R226)*AG225,\"\"),IF(AG226>0,(AI226+R226+AJ226)*AG225,\"\")))","v":""},{"$f":"SUM(AI226:AK226)","v":1149.1329585655544},{"$f":"IF(AN225=\"\",\"\",$AM226*AN225)","v":1149.1329585655544},"","","","","","","","","","","","",1149.1329585655544,{"$f":"+U226","v":566.11182481194635},{"$f":"IF(D226=\"Lago\",IF((BB226-AJ226)<0,0,BB226-AJ226),IF(D226=\"Cerrada\",IF((BB226-AJ226)<0,0,BB226-AJ226),IF((BB226-AK226)<0,0,BB226-AK226)))","v":0},{"$f":"IF(AG226=0,\"\",IF(AG226-AL226<0,0,AG226-AL226))","v":""},{"$f":"IF(D226=\"Lago\",0,IF(D226=\"Cerrada\",0,AJ226))","v":261.15102274831361},{"$f":"IF(T226-BE226<0,0,T226-BE226)","v":0},{"$f":"IF(D226=\"Lago\",IF(AI226+R226+AJ226=0,\"Infinito\",(I226+U226+AG226)/(AI226+R226)),IF(D226=\"Cerrada\",IF(AI226+R226+AJ226=0,\"Infinito\",(I226+U226+AG226)/(AI226+R226)),IF(AI226+R226+AJ226=0,\"Infinito\",(I226+U226+AG226)/(AI226+R226+AJ226))))","v":0.98483436430277027},{"$f":"IF(BG226<1.4,\"1\", IF(BG226<3,\"2\", IF(BG226<9,\"3\", \"4\")))","v":"1"},{"$f":"IF(BG226<1.4,\"ROJO\", IF(BG226<3,\"AMARILLO\", IF(BG226<9,\"VERDE\", \"AZUL\")))","v":"ROJO"},{"$f":"IF(BG226<1.4,\"Déficit\", IF(BG226<3,\"Equilibrio\", IF(BG226<9,\"Disponibilidad\", \"Abundante\")))","v":"Déficit"},{"$f":"IF(I226+U226+AG226<=0,0,I226+U226+AG226)","v":566.11182481194635},{"$f":"IF(D226=\"Lago\",AI226+R226,IF(D226=\"Cerrada\",AI226+R226,AI226+R226+AJ226))","v":574.82947928277724},{"$f":"BK226/BL226","v":0.98483436430277027},{"$f":"SUM(BC226:BD226)","v":0}]
[null,null,null,null,null,null,null,null,null,null,null,null,null,null,null,null,null,null,null,null,{"$f":"IF(U228=0,\"\",U228/(SUM($U228:$AG228)))","v":0.30482333501509767},{"$f":"IF(V228=0,0,V228/(SUM($U228:$AG228)))","v":5.4436879309818685E-2},{"$f":"IF(W228=0,0,W228/(SUM($U228:$AG228)))","v":7.0832670054995536E-2},{"$f":"IF(X228=0,\"\",X228/(SUM($U228:$AG228)))","v":0.19345774996221368},"","","","","","","","",0.37644936565787446,{"$f":"SUM(U227:AG227)","v":1},null,null,null,null,null,{"$f":"IF(U227=0,\"\",U227)","v":0.30482333501509767},5.4436879309818685E-2,7.0832670054995536E-2,0.19345774996221368,"","","","","","","","",0.37644936565787446,1]
["M",{"$f":"A228","v":"M"},"J, K y L","N",null,null,null,{"$f":"+C20","v":279.94799999999998},{"$f":"T222+T224+T226","v":415.89135481427911},{"$f":"+J20","v":491.21},{"$f":"+I20","v":117.80076531163058},1304.8501201259096,{"$f":"+H20","v":682.61391413655599},{"$f":"+L20","v":27.5},{"$f":"+K20","v":0},{"$f":"SUM(M228:O228)","v":710.11391413655599},710.11391413655599,{"$f":"+M20","v":0},{"$f":"L228-Q228-R228","v":594.73620598935361},{"$f":"IF(S228<0,0,S228)","v":594.73620598935361},{"$f":"K228+H228","v":397.74876531163056},{"$f":"T222","v":71.031968506696558},{"$f":"T224","v":92.42601803009984},{"$f":"T226","v":252.43336827748271},null,null,null,null,null,null,null,null,{"$f":"J228","v":491.21},{"$f":"SUM(U228:AG228)","v":1304.8501201259096},{"$f":"+Q228","v":710.11391413655599},{"$f":"(AI230+R230+AJ230)*V229","v":639.79852307168107},{"$f":"(AI228+R228+AJ228)*U227","v":411.48481108817339},{"$f":"IF(D228=\"Lago\",IF(AG228>0,(AI228+R228)*AG227,\"\"),IF(D228=\"Cerrada\",IF(AG228>0,(AI228+R228)*AG227,\"\"),IF(AG228>0,(AI228+R228+AJ228)*AG227,\"\")))","v":508.17368068071607},{"$f":"SUM(AI228:AK228)","v":1761.3972482964105},{"$f":"IF(AN227=\"\",\"\",$AM228*AN227)","v":536.91498351212795},95.884969422158434,124.76447012435669,340.75594844505821,"","","","","","","","",663.0768767927093,1761.3972482964105,{"$f":"+U228","v":397.74876531163056},{"$f":"IF(D228=\"Lago\",IF((BB228-AJ228)<0,0,BB228-AJ228),IF(D228=\"Cerrada\",IF((BB228-AJ228)<0,0,BB228-AJ228),IF((BB228-AK228)<0,0,BB228-AK228)))","v":0},{"$f":"IF(AG228=0,\"\",IF(AG228-AL228<0,0,AG228-AL228))","v":0},{"$f":"IF(D228=\"Lago\",0,IF(D228=\"Cerrada\",0,AJ228))","v":639.79852307168107},{"$f":"IF(T228-BE228<0,0,T228-BE228)","v":0},{"$f":"IF(D228=\"Lago\",IF(AI228+R228+AJ228=0,\"Infinito\",(I228+U228+AG228)/(AI228+R228)),IF(D228=\"Cerrada\",IF(AI228+R228+AJ228=0,\"Infinito\",(I228+U228+AG228)/(AI228+R228)),IF(AI228+R228+AJ228=0,\"Infinito\",(I228+U228+AG228)/(AI228+R228+AJ228))))","v":0.96661834068621444},{"$f":"IF(BG228<1.4,\"1\", IF(BG228<3,\"2\", IF(BG228<9,\"3\", \"4\")))","v":"1"},{"$f":"IF(BG228<1.4,\"ROJO\", IF(BG228<3,\"AMARILLO\", IF(BG228<9,\"VERDE\", \"AZUL\")))","v":"ROJO"},{"$f":"IF(BG228<1.4,\"Déficit\", IF(BG228<3,\"Equilibrio\", IF(BG228<9,\"Disponibilidad\", \"Abundante\")))","v":"Déficit"},{"$f":"IF(I228+U228+AG228<=0,0,I228+U228+AG228)","v":1304.8501201259096},{"$f":"IF(D228=\"Lago\",AI228+R228,IF(D228=\"Cerrada\",AI228+R228,AI228+R228+AJ228))","v":1349.912437208237},{"$f":"BK228/BL228","v":0.96661834068621444},{"$f":"SUM(BC228:BD228)","v":0}]
[null,null,null,null,null,null,null,null,null,null,null,null,null,null,null,null,null,null,null,null,{"$f":"IF(U230=0,\"\",U230/(SUM($U230:$AG230)))","v":0.36166141320454021},0.63833858679545985,"","","","","","","","","","","",{"$f":"SUM(U229:AG229)","v":1},null,null,null,null,null,{"$f":"IF(U229=0,\"\",U229)","v":0.36166141320454021},0.63833858679545985,"","","","","","","","","","","",1]
["N",{"$f":"A230","v":"N"},"M","P",null,null,null,{"$f":"C21","v":307.19499999999999},{"$f":"T228","v":594.73620598935361},{"$f":"+J21","v":0},{"$f":"+I21","v":29.762754382060507},931.69396037141416,{"$f":"+H21","v":295.74488738560495},{"$f":"+L21","v":27.106999999999999},{"$f":"+K21","v":92.39},{"$f":"SUM(M230:O230)","v":415.24188738560497},415.24188738560497,{"$f":"+M21","v":0},{"$f":"L230-Q230-R230","v":516.4520729858092},{"$f":"IF(S230<0,0,S230)","v":516.4520729858092},{"$f":"K230+H230","v":336.9577543820605},{"$f":"T228","v":594.73620598935361},null,null,null,null,null,null,null,null,null,null,{"$f":"J230","v":0},{"$f":"SUM(U230:AG230)","v":931.69396037141405},{"$f":"+Q230","v":415.24188738560497},{"$f":"(AI236+R236)*V235","v":587.04520022968438},{"$f":"(AI230+R230+AJ230)*U229","v":362.48856454360833},{"$f":"IF(D230=\"Lago\",IF(AG230>0,(AI230+R230)*AG229,\"\"),IF(D230=\"Cerrada\",IF(AG230>0,(AI230+R230)*AG229,\"\"),IF(AG230>0,(AI230+R230+AJ230)*AG229,\"\")))","v":""},{"$f":"SUM(AI230:AK230)","v":1364.7756521588976},{"$f":"IF(AN229=\"\",\"\",$AM230*AN229)","v":493.58669106693492},871.18896109196282,"","","","","","","","","","","",1364.7756521588976,{"$f":"+U230","v":336.9577543820605},{"$f":"IF(D230=\"Lago\",IF((BB230-AJ230)<0,0,BB230-AJ230),IF(D230=\"Cerrada\",IF((BB230-AJ230)<0,0,BB230-AJ230),IF((BB230-AK230)<0,0,BB230-AK230)))","v":0},{"$f":"IF(AG230=0,\"\",IF(AG230-AL230<0,0,AG230-AL230))","v":""},{"$f":"IF(D230=\"Lago\",0,IF(D230=\"Cerrada\",0,AJ230))","v":587.04520022968438},{"$f":"IF(T230-BE230<0,0,T230-BE230)","v":0},{"$f":"IF(D230=\"Lago\",IF(AI230+R230+AJ230=0,\"Infinito\",(I230+U230+AG230)/(AI230+R230)),IF(D230=\"Cerrada\",IF(AI230+R230+AJ230=0,\"Infinito\",(I230+U230+AG230)/(AI230+R230)),IF(AI230+R230+AJ230=0,\"Infinito\",(I230+U230+AG230)/(AI230+R230+AJ230))))","v":0.92956795700936812},{"$f":"IF(BG230<1.4,\"1\", IF(BG230<3,\"2\", IF(BG230<9,\"3\", \"4\")))","v":"1"},{"$f":"IF(BG230<1.4,\"ROJO\", IF(BG230<3,\"AMARILLO\", IF(BG230<9,\"VERDE\", \"AZUL\")))","v":"ROJO"},{"$f":"IF(BG230<1.4,\"Déficit\", IF(BG230<3,\"Equilibrio\", IF(BG230<9,\"Disponibilidad\", \"Abundante\")))","v":"Déficit"},{"$f":"IF(I230+U230+AG230<=0,0,I230+U230+AG230)","v":931.69396037141405},{"$f":"IF(D230=\"Lago\",AI230+R230,IF(D230=\"Cerrada\",AI230+R230,AI230+R230+AJ230))","v":1002.2870876152894},{"$f":"BK230/BL230","v":0.92956795700936812},{"$f":"SUM(BC230:BD230)","v":0}]
[null,null,null,null,null,null,null,null,null,null,null,null,null,null,null,null,null,null,null,null,{"$f":"IF(U232=0,\"\",U232/(SUM($U232:$AG232)))","v":1},"","","","","","","","","","","","",1,null,null,null,null,null,{"$f":"IF(U231=0,\"\",U231)","v":1},"","","","","","","","","","","","",1]
["Ñ",{"$f":"A232","v":"Ñ"},null,"P",null,null,null,{"$f":"+C22","v":209.17500000000001},null,{"$f":"+J22","v":0},{"$f":"+I22","v":9.4994981349999996},218.67449813500002,{"$f":"+H22","v":80.041296979999984},{"$f":"+L22","v":10.981999999999999},{"$f":"+K22","v":0},{"$f":"SUM(M232:O232)","v":91.023296979999984},91.023296979999984,{"$f":"+M22","v":0},{"$f":"L232-Q232-R232","v":127.65120115500004},{"$f":"IF(S232<0,0,S232)","v":127.65120115500004},{"$f":"K232+H232","v":218.67449813500002},null,null,null,null,null,null,null,null,null,null,null,{"$f":"J232","v":0},218.67449813500002,{"$f":"+Q232","v":91.023296979999984},{"$f":"(AI236+R236)*W235","v":145.09966918780435},{"$f":"(AI232+R232+AJ232)*U231","v":236.12296616780435},{"$f":"IF(D232=\"Lago\",IF(AG232>0,(AI232+R232)*AG231,\"\"),IF(D232=\"Cerrada\",IF(AG232>0,(AI232+R232)*AG231,\"\"),IF(AG232>0,(AI232+R232+AJ232)*AG231,\"\")))","v":""},{"$f":"SUM(AI232:AK232)","v":472.2459323356087},{"$f":"IF(AN231=\"\",\"\",$AM232*AN231)","v":472.2459323356087},"","","","","","","","","","","","",472.2459323356087,{"$f":"+U232","v":218.67449813500002},{"$f":"IF(D232=\"Lago\",IF((BB232-AJ232)<0,0,BB232-AJ232),IF(D232=\"Cerrada\",IF((BB232-AJ232)<0,0,BB232-AJ232),IF((BB232-AK232)<0,0,BB232-AK232)))","v":0},{"$f":"IF(AG232=0,\"\",IF(AG232-AL232<0,0,AG232-AL232))","v":""},{"$f":"IF(D232=\"Lago\",0,IF(D232=\"Cerrada\",0,AJ232))","v":145.09966918780435},{"$f":"IF(T232-BE232<0,0,T232-BE232)","v":0},{"$f":"IF(D232=\"Lago\",IF(AI232+R232+AJ232=0,\"Infinito\",(I232+U232+AG232)/(AI232+R232)),IF(D232=\"Cerrada\",IF(AI232+R232+AJ232=0,\"Infinito\",(I232+U232+AG232)/(AI232+R232)),IF(AI232+R232+AJ232=0,\"Infinito\",(I232+U232+AG232)/(AI232+R232+AJ232))))","v":0.92610431625526712},{"$f":"IF(BG232<1.4,\"1\", IF(BG232<3,\"2\", IF(BG232<9,\"3\", \"4\")))","v":"1"},{"$f":"IF(BG232<1.4,\"ROJO\", IF(BG232<3,\"AMARILLO\", IF(BG232<9,\"VERDE\", \"AZUL\")))","v":"ROJO"},{"$f":"IF(BG232<1.4,\"Déficit\", IF(BG232<3,\"Equilibrio\", IF(BG232<9,\"Disponibilidad\", \"Abundante\")))","v":"Déficit"},{"$f":"IF(I232+U232+AG232<=0,0,I232+U232+AG232)","v":218.67449813500002},{"$f":"IF(D232=\"Lago\",AI232+R232,IF(D232=\"Cerrada\",AI232+R232,AI232+R232+AJ232))","v":236.12296616780435},{"$f":"BK232/BL232","v":0.92610431625526712},{"$f":"SUM(BC232:BD232)","v":0}]
[null,null,null,null,null,null,null,null,null,null,null,null,null,null,null,null,null,null,null,null,{"$f":"IF(U234=0,\"\",U234/(SUM($U234:$AG234)))","v":1},"","","","","","","","","","","","",1,null,null,null,null,null,{"$f":"IF(U233=0,\"\",U233)","v":1},"","","","","","","","","","","","",1]
["O",{"$f":"A234","v":"O"},null,"P",null,null,null,{"$f":"+C23","v":504.67},null,{"$f":"+J23","v":0},{"$f":"+I23","v":266.1755661143165},770.84556611431651,{"$f":"+H23","v":490.11514592000003},{"$f":"+L23","v":6.2949999999999999},{"$f":"+K23","v":0},{"$f":"SUM(M234:O234)","v":496.41014592000005},496.41014592000005,{"$f":"+M23","v":0},{"$f":"L234-Q234-R234","v":274.43542019431646},{"$f":"IF(S234<0,0,S234)","v":274.43542019431646},{"$f":"K234+H234","v":770.84556611431651},null,null,null,null,null,null,null,null,null,null,null,{"$f":"J234","v":0},770.84556611431651,{"$f":"+Q234","v":496.41014592000005},{"$f":"(AI236+R236)*X235","v":311.94762229663246},{"$f":"(AI234+R234+AJ234)*U233","v":808.35776821663251},{"$f":"IF(D234=\"Lago\",IF(AG234>0,(AI234+R234)*AG233,\"\"),IF(D234=\"Cerrada\",IF(AG234>0,(AI234+R234)*AG233,\"\"),IF(AG234>0,(AI234+R234+AJ234)*AG233,\"\")))","v":""},{"$f":"SUM(AI234:AK234)","v":1616.715536433265},{"$f":"IF(AN233=\"\",\"\",$AM234*AN233)","v":1616.715536433265},"","","","","","","","","","","","",1616.715536433265,{"$f":"+U234","v":770.84556611431651},{"$f":"IF(D234=\"Lago\",IF((BB234-AJ234)<0,0,BB234-AJ234),IF(D234=\"Cerrada\",IF((BB234-AJ234)<0,0,BB234-AJ234),IF((BB234-AK234)<0,0,BB234-AK234)))","v":0},{"$f":"IF(AG234=0,\"\",IF(AG234-AL234<0,0,AG234-AL234))","v":""},{"$f":"IF(D234=\"Lago\",0,IF(D234=\"Cerrada\",0,AJ234))","v":311.94762229663246},{"$f":"IF(T234-BE234<0,0,T234-BE234)","v":0},{"$f":"IF(D234=\"Lago\",IF(AI234+R234+AJ234=0,\"Infinito\",(I234+U234+AG234)/(AI234+R234)),IF(D234=\"Cerrada\",IF(AI234+R234+AJ234=0,\"Infinito\",(I234+U234+AG234)/(AI234+R234)),IF(AI234+R234+AJ234=0,\"Infinito\",(I234+U234+AG234)/(AI234+R234+AJ234))))","v":0.95359455481565547},{"$f":"IF(BG234<1.4,\"1\", IF(BG234<3,\"2\", IF(BG234<9,\"3\", \"4\")))","v":"1"},{"$f":"IF(BG234<1.4,\"ROJO\", IF(BG234<3,\"AMARILLO\", IF(BG234<9,\"VERDE\", \"AZUL\")))","v":"ROJO"},{"$f":"IF(BG234<1.4,\"Déficit\", IF(BG234<3,\"Equilibrio\", IF(BG234<9,\"Disponibilidad\", \"Abundante\")))","v":"Déficit"},{"$f":"IF(I234+U234+AG234<=0,0,I234+U234+AG234)","v":770.84556611431651},{"$f":"IF(D234=\"Lago\",AI234+R234,IF(D234=\"Cerrada\",AI234+R234,AI234+R234+AJ234))","v":808.35776821663251},{"$f":"BK234/BL234","v":0.95359455481565547},{"$f":"SUM(BC234:BD234)","v":0}]
[null,null,null,null,null,null,null,null,null,null,null,null,null,null,null,null,null,null,null,null,{"$f":"IF(U236=0,\"\",U236/(SUM($U236:$AG236)))","v":0.44874617193623589},0.28161846017451775,6.9607494265371092E-2,0.14964811740545336,"","","","","","","","",5.0379756218421883E-2,0.99999999999999989,null,null,null,null,null,{"$f":"IF(U235=0,\"\",U235)","v":0.44874617193623589},0.28161846017451775,6.9607494265371092E-2,0.14964811740545336,"","","","","","","","",5.0379756218421883E-2,0.99999999999999989]
["P",{"$f":"A236","v":"P"},"N, Ñ y O","Lago",null,null,null,{"$f":"+C24","v":787.31399999999996},{"$f":"T230+T232+T234","v":918.53869433512568},{"$f":"+J24","v":92.39},{"$f":"+I24","v":35.628823411850519},1833.8715177469765,{"$f":"+H24","v":445.78090639475505},{"$f":"+L24","v":1391.729},{"$f":"+K24","v":325.70999999999998},{"$f":"SUM(M236:O236)","v":2163.2199063947551},2163.2199063947551,{"$f":"+M24","v":-78.679000000000002},{"$f":"L236-Q236-R236","v":-250.66938864777862},{"$f":"S236","v":-250.66938864777862},{"$f":"K236+H236","v":822.94282341185044},{"$f":"T230","v":516.4520729858092},{"$f":"T232","v":127.65120115500004},{"$f":"T234","v":274.43542019431646},null,null,null,null,null,null,null,null,{"$f":"J236","v":92.39},1833.8715177469762,{"$f":"+Q236","v":2163.2199063947551},{"$f":"(AI236+R236)*U235","v":935.42975198913769},null,{"$f":"IF(D236=\"Lago\",IF(AG236>0,(AI236+R236)*AG235,\"\"),IF(D236=\"Cerrada\",IF(AG236>0,(AI236+R236)*AG235,\"\"),IF(AG236>0,(AI236+R236+AJ236)*AG235,\"\")))","v":105.01866269149595},{"$f":"SUM(AI236:AK236)","v":3098.6496583838925},{"$f":"IF(AN235=\"\",\"\",$AM236*AN235)","v":1390.5071723712967},872.63694541436723,215.6892383263509,463.70708787620072,"","","","","","","","",156.10921439567676,3098.6496583838921,{"$f":"+U236","v":822.94282341185044},{"$f":"IF(D236=\"Lago\",IF((BB236-AJ236)<0,0,BB236-AJ236),IF(D236=\"Cerrada\",IF((BB236-AJ236)<0,0,BB236-AJ236),IF((BB236-AK236)<0,0,BB236-AK236)))","v":0},{"$f":"IF(AG236=0,\"\",IF(AG236-AL236<0,0,AG236-AL236))","v":0},{"$f":"IF(D236=\"Lago\",0,IF(D236=\"Cerrada\",0,AJ236))","v":0},{"$f":"IF(T236-BE236<0,0,T236-BE236)","v":0},{"$f":"IF(D236=\"Lago\",IF(AI236+R236+AJ236=0,\"Infinito\",(I236+U236+AG236)/(AI236+R236)),IF(D236=\"Cerrada\",IF(AI236+R236+AJ236=0,\"Infinito\",(I236+U236+AG236)/(AI236+R236)),IF(AI236+R236+AJ236=0,\"Infinito\",(I236+U236+AG236)/(AI236+R236+AJ236))))","v":0.8797483954961981},{"$f":"IF(BG236<1.4,\"1\", IF(BG236<3,\"2\", IF(BG236<9,\"3\", \"4\")))","v":"1"},{"$f":"IF(BG236<1.4,\"ROJO\", IF(BG236<3,\"AMARILLO\", IF(BG236<9,\"VERDE\", \"AZUL\")))","v":"ROJO"},{"$f":"IF(BG236<1.4,\"Déficit\", IF(BG236<3,\"Equilibrio\", IF(BG236<9,\"Disponibilidad\", \"Abundante\")))","v":"Déficit"},{"$f":"IF(I236+U236+AG236<=0,0,I236+U236+AG236)","v":1833.8715177469762},{"$f":"IF(D236=\"Lago\",AI236+R236,IF(D236=\"Cerrada\",AI236+R236,AI236+R236+AJ236))","v":2084.540906394755},{"$f":"BK236/BL236","v":0.8797483954961981},{"$f":"SUM(BC236:BD236)","v":0}]
[null,null,null,null,null,null,null,null,null,null,null,null,null,null,null,null,null,null,null,null,{"$f":"IF(U238=0,\"\",U238/(SUM($U238:$AG238)))","v":1},"","","","","","","","","","","","",1,null,null,null,null,null,{"$f":"IF(U237=0,\"\",U237)","v":1},"","","","","","","","","","","","",1]
["Q",{"$f":"A238","v":"Q"},null,"Cerrada",null,null,null,{"$f":"+C25","v":69.58},null,{"$f":"+J25","v":0},{"$f":"+I25","v":2.9242025158197897},72.504202515819784,{"$f":"+H25","v":27.496459158197897},{"$f":"+L25","v":105.93},{"$f":"+K25","v":0},{"$f":"SUM(M238:O238)","v":133.4264591581979},133.4264591581979,{"$f":"+M25","v":0},{"$f":"L238-Q238-R238","v":-60.922256642378116},{"$f":"S238","v":-60.922256642378116},{"$f":"K238+H238","v":72.504202515819784},null,null,null,null,null,null,null,null,null,null,null,{"$f":"J238","v":0},72.504202515819784,{"$f":"+Q238","v":133.4264591581979},{"$f":"(AI238+R238)*U237","v":133.4264591581979},null,{"$f":"IF(D238=\"Lago\",IF(AG238>0,(AI238+R238)*AG237,\"\"),IF(D238=\"Cerrada\",IF(AG238>0,(AI238+R238)*AG237,\"\"),IF(AG238>0,(AI238+R238+AJ238)*AG237,\"\")))","v":""},{"$f":"SUM(AI238:AK238)","v":266.8529183163958},{"$f":"IF(AN237=\"\",\"\",$AM238*AN237)","v":266.8529183163958},"","","","","","","","","","","","",266.8529183163958,{"$f":"+U238","v":72.504202515819784},{"$f":"IF(D238=\"Lago\",IF((BB238-AJ238)<0,0,BB238-AJ238),IF(D238=\"Cerrada\",IF((BB238-AJ238)<0,0,BB238-AJ238),IF((BB238-AK238)<0,0,BB238-AK238)))","v":0},{"$f":"IF(AG238=0,\"\",IF(AG238-AL238<0,0,AG238-AL238))","v":""},{"$f":"IF(D238=\"Lago\",0,IF(D238=\"Cerrada\",0,AJ238))","v":0},{"$f":"IF(T238-BE238<0,0,T238-BE238)","v":0},{"$f":"IF(D238=\"Lago\",IF(AI238+R238+AJ238=0,\"Infinito\",(I238+U238+AG238)/(AI238+R238)),IF(D238=\"Cerrada\",IF(AI238+R238+AJ238=0,\"Infinito\",(I238+U238+AG238)/(AI238+R238)),IF(AI238+R238+AJ238=0,\"Infinito\",(I238+U238+AG238)/(AI238+R238+AJ238))))","v":0.54340198318427035},{"$f":"IF(BG238<1.4,\"1\", IF(BG238<3,\"2\", IF(BG238<9,\"3\", \"4\")))","v":"1"},{"$f":"IF(BG238<1.4,\"ROJO\", IF(BG238<3,\"AMARILLO\", IF(BG238<9,\"VERDE\", \"AZUL\")))","v":"ROJO"},{"$f":"IF(BG238<1.4,\"Déficit\", IF(BG238<3,\"Equilibrio\", IF(BG238<9,\"Disponibilidad\", \"Abundante\")))","v":"Déficit"},{"$f":"IF(I238+U238+AG238<=0,0,I238+U238+AG238)","v":72.504202515819784},{"$f":"IF(D238=\"Lago\",AI238+R238,IF(D238=\"Cerrada\",AI238+R238,AI238+R238+AJ238))","v":133.4264591581979},{"$f":"BK238/BL238","v":0.54340198318427035},{"$f":"SUM(BC238:BD238)","v":0}]
[null,null,null,null,null,null,null,null,null,null,null,null,null,null,null,null,null,null,null,null,{"$f":"IF(U240=0,\"\",U240/(SUM($U240:$AG240)))","v":1},"","","","","","","","","","","","",{"$f":"SUM(U239:AG239)","v":1},null,null,null,null,null,{"$f":"IF(U239=0,\"\",U239)","v":1},"","","","","","","","","","","","",{"$f":"SUM(AN239:AZ239)","v":1}]
["R",{"$f":"A240","v":"R"},null,"Cerrada",null,null,null,{"$f":"+C26","v":488.54},null,{"$f":"+J26","v":0},{"$f":"+I26","v":98.922264357999993},{"$f":"SUM(H240:K240)","v":587.46226435799997},{"$f":"+H26","v":177.71490219399996},{"$f":"+L26","v":443.29300000000001},{"$f":"+K26","v":0},{"$f":"SUM(M240:O240)","v":621.00790219399994},{"$f":"+P240","v":621.00790219399994},{"$f":"+M26","v":-2.0169999999999999},{"$f":"L240-Q240-R240","v":-31.528637835999969},{"$f":"S240","v":-31.528637835999969},{"$f":"K240+H240","v":587.46226435799997},null,null,null,null,null,null,null,null,null,null,null,{"$f":"J240","v":0},{"$f":"SUM(U240:AG240)","v":587.46226435799997},{"$f":"+Q240","v":621.00790219399994},{"$f":"(AI240+R240)*U239","v":618.99090219399989},null,{"$f":"IF(D240=\"Lago\",IF(AG240>0,(AI240+R240)*AG239,\"\"),IF(D240=\"Cerrada\",IF(AG240>0,(AI240+R240)*AG239,\"\"),IF(AG240>0,(AI240+R240+AJ240)*AG239,\"\")))","v":""},{"$f":"SUM(AI240:AK240)","v":1239.9988043879998},{"$f":"IF(AN239=\"\",\"\",$AM240*AN239)","v":1239.9988043879998},"","","","","","","","","","","","",{"$f":"SUM(AN240:AZ240)","v":1239.9988043879998},{"$f":"+U240","v":587.46226435799997},{"$f":"IF(D240=\"Lago\",IF((BB240-AJ240)<0,0,BB240-AJ240),IF(D240=\"Cerrada\",IF((BB240-AJ240)<0,0,BB240-AJ240),IF((BB240-AK240)<0,0,BB240-AK240)))","v":0},{"$f":"IF(AG240=0,\"\",IF(AG240-AL240<0,0,AG240-AL240))","v":""},{"$f":"IF(D240=\"Lago\",0,IF(D240=\"Cerrada\",0,AJ240))","v":0},{"$f":"IF(T240-BE240<0,0,T240-BE240)","v":0},{"$f":"IF(D240=\"Lago\",IF(AI240+R240+AJ240=0,\"Infinito\",(I240+U240+AG240)/(AI240+R240)),IF(D240=\"Cerrada\",IF(AI240+R240+AJ240=0,\"Infinito\",(I240+U240+AG240)/(AI240+R240)),IF(AI240+R240+AJ240=0,\"Infinito\",(I240+U240+AG240)/(AI240+R240+AJ240))))","v":0.9490644568050236},{"$f":"IF(BG240<1.4,\"1\", IF(BG240<3,\"2\", IF(BG240<9,\"3\", \"4\")))","v":"1"},{"$f":"IF(BG240<1.4,\"ROJO\", IF(BG240<3,\"AMARILLO\", IF(BG240<9,\"VERDE\", \"AZUL\")))","v":"ROJO"},{"$f":"IF(BG240<1.4,\"Déficit\", IF(BG240<3,\"Equilibrio\", IF(BG240<9,\"Disponibilidad\", \"Abundante\")))","v":"Déficit"},{"$f":"IF(I240+U240+AG240<=0,0,I240+U240+AG240)","v":587.46226435799997},{"$f":"IF(D240=\"Lago\",AI240+R240,IF(D240=\"Cerrada\",AI240+R240,AI240+R240+AJ240))","v":618.99090219399989},{"$f":"BK240/BL240","v":0.9490644568050236},{"$f":"SUM(BC240:BD240)","v":0}]
[]
[null,null,null,null,null,null,null,null,null,null,null,null,null,null,null,null,null,null,null,null,null,null,null,null,null,null,null,null,null,null,null,null,null,null,null,null,null,null,null,null,null,null,null,null,null,null,null,null,null,null,null,null,null,"Cuenca o RH","SDxx   ",null,"Ab   "]
[null,null,null,null,null,null,null,null,null,null,null,null,null,null,null,null,null,null,null,null,null,null,null,null,null,null,null,null,null,null,null,null,null,null,null,null,null,null,null,null,null,null,null,null,null,null,null,null,null,null,null,null,null,"RH 12A",{"$f":"SUM(BC204:BD236)","v":0},"Mm3",{"$f":"T236","v":-250.66938864777862},"Mm3"]
[]
[null,"LAGUNA VILLA CORONA",null,"ASI QUEDA???"]
["No LINEA","CUENCA O REGION","CONEXION",null,null,null,null,"OFERTA  POTENCIAL",null,null,null,null,"DEMANDA CONSUNTIVA",null,null,null,null,null,null,null,"OFERTA REAL",null,null,null,null,null,null,null,null,null,null,null,null,null,"EXTRACC Y VOLS RESERV PARA A ABAJO",null,null,null,null,null,null,null,null,null,null,null,null,null,null,null,null,null,null,"POR CUENCA PROPIA",null,null,"A LA SAL. DEL C PRINCIPAL",null,"DISPONIBILIDAD RELATIVA",null,null,null,"OFERTA - DEMANDA"]
[null,"HIDROLOGICA","DE ","HACIA",null,null,null,"Cp","Cp A Arriba","Im","R","TOTAL","Uc","Ev","Ex","TOTAL","TOTAL ACUM.","Dv","Ab","Ab","Cp","Ar1","Ar2","Ar3","Ar4","Ar5","Ar6","Ar7","Ar8","Ar9","Ar10","Ar11","Im","TOTAL","Uc","Re1","Re2","RImp","TOTAL","para Cp","para Ar1","para Ar2","para Ar3","para Ar4","para Ar5","para Ar6","para Ar7","para Ar8","para Ar9","para Ar10","para Ar11","para Im","TOTAL","RESERVADO","DISPONIBLE","DImp","RESERVADO","DISPONIBLE","INDICE","CLAVE","COLOR",null,"OFERTA","DEMANDA","Indice"]
["Cuenca Río Matape"]
[null,null,null,null,null,null,null,null,null,null,null,null,null,null,null,null,null,null,null,null,{"$f":"IF(U250=0,\"\",U250/(SUM($U250:$AG250)))","v":1},{"$f":"IF(V250=0,\"\",V250/(SUM($U250:$AG250)))","v":""},{"$f":"IF(W250=0,\"\",W250/(SUM($U250:$AG250)))","v":""},{"$f":"IF(X250=0,\"\",X250/(SUM($U250:$AG250)))","v":""},"","","","","","","","","",{"$f":"SUM(U249:AG249)","v":1},null,null,null,null,null,{"$f":"IF(U249=0,\"\",U249)","v":1},{"$f":"IF(V249=0,\"\",V249)","v":""},{"$f":"IF(W249=0,\"\",W249)","v":""},{"$f":"IF(X249=0,\"\",X249)","v":""},{"$f":"IF(Y249=0,\"\",Y249)","v":""},"","","","","","",{"$f":"IF(AF249=0,\"\",AF249)","v":""},{"$f":"IF(AG249=0,\"\",AG249)","v":""},{"$f":"SUM(AN249:AZ249)","v":1}]
["A",{"$f":"A250","v":"A"},{"$f":"A250","v":"A"},"B",null,null,null,{"$f":"C60","v":35.93},null,{"$f":"J60","v":0},{"$f":"I60","v":0.71851032500000001},{"$f":"SUM(H250:K250)","v":36.648510324999997},{"$f":"$H$60","v":1.663775},{"$f":"L60","v":7.1920000000000002},{"$f":"$K$60","v":0},{"$f":"SUM(M250:O250)","v":8.8557749999999995},{"$f":"+P250","v":8.8557749999999995},{"$f":"M60","v":-0.15},{"$f":"L250-Q250-R250","v":27.942735324999994},{"$f":"IF(S250<0,0,S250)","v":27.942735324999994},{"$f":"K250+H250","v":36.648510324999997},null,null,null,null,null,null,null,null,null,null,null,{"$f":"J250","v":0},{"$f":"SUM(U250:AG250)","v":36.648510324999997},{"$f":"+Q250","v":8.8557749999999995},{"$f":"(AI252+R252)*V251","v":21.279741386551851},{"$f":"AI250+R250+AJ250","v":29.985516386551851},{"$f":"IF(AG250>0,(AI250+R250+AJ250)*AG249,\"\")","v":""},{"$f":"SUM(AI250:AK250)","v":60.1210327731037},{"$f":"IF(AN249=\"\",\"\",$AM250*AN249)","v":60.1210327731037},"","","","","","","","","","","","",{"$f":"SUM(AN250:AZ250)","v":60.1210327731037},{"$f":"+U250","v":36.648510324999997},{"$f":"IF(D250=\"MAR\",IF((BB250-AJ250)<0,0,BB250-AJ250),IF(D250=\"Cerrada\",IF((BB250-AJ250)<0,0,BB250-AJ250),IF((BB250-AK250)<0,0,BB250-AK250)))","v":6.662993938448146},{"$f":"IF(AG250=0,\"\",IF(AG250-AL250<0,0,AG250-AL250))","v":""},{"$f":"IF(D250=\"MAR\",0,IF(D250=\"Cerrada\",0,AJ250))","v":21.279741386551851},{"$f":"IF(T250-BE250<0,0,T250-BE250)","v":6.6629939384481425},{"$f":"IF(D250=\"MAR\",IF(AI250+R250+AJ250=0,\"Infinito\",(I250+U250+AG250)/(AI250+R250)),IF(D250=\"Cerrada\",IF(AI250+R250+AJ250=0,\"Infinito\",(I250+U250+AG250)/(AI250+R250)),IF(AI250+R250+AJ250=0,\"Infinito\",(I250+U250+AG250)/(AI250+R250+AJ250))))","v":1.2222070766617319},{"$f":"IF(BG250<1.4,\"1\", IF(BG250<3,\"2\", IF(BG250<9,\"3\", \"4\")))","v":"1"},{"$f":"IF(BG250<1.4,\"ROJO\", IF(BG250<3,\"AMARILLO\", IF(BG250<9,\"VERDE\", \"AZUL\")))","v":"ROJO"},{"$f":"IF(BG250<1.4,\"Déficit\", IF(BG250<3,\"Equilibrio\", IF(BG250<9,\"Disponibilidad\", \"Abundante\")))","v":"Déficit"},{"$f":"I250+U250+AG250","v":36.648510324999997},{"$f":"IF(D250=\"MAR\",AI250+R250,IF(D250=\"Cerrada\",AI250+R250,AI250+R250+AJ250))","v":29.985516386551851},{"$f":"BK250/BL250","v":1.2222070766617319},{"$f":"SUM(BC250:BD250)","v":6.662993938448146}]
[null,null,null,null,null,null,null,null,null,null,null,null,null,null,null,null,null,null,null,null,{"$f":"IF(U252=0,\"\",U252/(SUM($U252:$AG252)))","v":0.69785079730019239},{"$f":"IF(V252=0,\"\",V252/(SUM($U252:$AG252)))","v":0.30214920269980766},{"$f":"IF(W252=0,\"\",W252/(SUM($U252:$AG252)))","v":""},{"$f":"IF(X252=0,\"\",X252/(SUM($U252:$AG252)))","v":""},"","","","","","","","","",{"$f":"SUM(U251:AG251)","v":1},null,null,null,null,null,{"$f":"IF(U251=0,\"\",U251)","v":0.69785079730019239},{"$f":"IF(V251=0,\"\",V251)","v":0.30214920269980766},{"$f":"IF(W251=0,\"\",W251)","v":""},{"$f":"IF(X251=0,\"\",X251)","v":""},"","","","","","","","","",{"$f":"SUM(AN251:AZ251)","v":1}]
["B",{"$f":"A252","v":"B"},{"$f":"A252","v":"B"},"Cerrada",null,null,null,{"$f":"C61","v":62.5},{"$f":"T250","v":27.942735324999994},{"$f":"+J61","v":0},{"$f":"+I61","v":2.0371887499999999},{"$f":"SUM(H252:K252)","v":92.479924075},{"$f":"$H$61","v":20.365925000000001},{"$f":"+L61","v":50.061999999999998},{"$f":"+K61","v":0},{"$f":"SUM(M252:O252)","v":70.427925000000002},{"$f":"+P252","v":70.427925000000002},{"$f":"+M61","v":0},{"$f":"L252-Q252-R252","v":22.051999074999998},{"$f":"IF(S252<0,0,S252)","v":22.051999074999998},{"$f":"K252+H252","v":64.537188749999999},{"$f":"T250","v":27.942735324999994},null,null,null,null,null,null,null,null,null,null,{"$f":"J252","v":0},{"$f":"SUM(U252:AG252)","v":92.479924074999985},{"$f":"+Q252","v":70.427925000000002},{"$f":"(AI252+R252)*U251","v":49.148183613448154},null,{"$f":"IF(AG252>0,(AI252+R252)*AG251,\"\")","v":""},{"$f":"SUM(AI252:AK252)","v":119.57610861344816},{"$f":"IF(AN251=\"\",\"\",$AM252*AN251)","v":83.446282733949204},36.129825879498966,"","","","","","","","","","","",{"$f":"SUM(AN252:AZ252)","v":119.57610861344817},{"$f":"+U252","v":64.537188749999999},{"$f":"IF(D252=\"MAR\",IF((BB252-AJ252)<0,0,BB252-AJ252),IF(D252=\"Cerrada\",IF((BB252-AJ252)<0,0,BB252-AJ252),IF((BB252-AK252)<0,0,BB252-AK252)))","v":15.389005136551845},{"$f":"IF(AG252=0,\"\",IF(AG252-AL252<0,0,AG252-AL252))","v":""},{"$f":"IF(D252=\"MAR\",0,IF(D252=\"Cerrada\",0,AJ252))","v":0},{"$f":"IF(T252-BE252<0,0,T252-BE252)","v":22.051999074999998},{"$f":"IF(D252=\"MAR\",IF(AI252+R252+AJ252=0,\"Infinito\",(I252+U252+AG252)/(AI252+R252)),IF(D252=\"Cerrada\",IF(AI252+R252+AJ252=0,\"Infinito\",(I252+U252+AG252)/(AI252+R252)),IF(AI252+R252+AJ252=0,\"Infinito\",(I252+U252+AG252)/(AI252+R252+AJ252))))","v":1.3131144226526621},{"$f":"IF(BG252<1.4,\"1\", IF(BG252<3,\"2\", IF(BG252<9,\"3\", \"4\")))","v":"1"},{"$f":"IF(BG252<1.4,\"ROJO\", IF(BG252<3,\"AMARILLO\", IF(BG252<9,\"VERDE\", \"AZUL\")))","v":"ROJO"},{"$f":"IF(BG252<1.4,\"Déficit\", IF(BG252<3,\"Equilibrio\", IF(BG252<9,\"Disponibilidad\", \"Abundante\")))","v":"Déficit"},{"$f":"IF(I252+U252+AG252<=0,0,I252+U252+AG252)","v":92.479924074999985},{"$f":"IF(D252=\"MAR\",AI252+R252,IF(D252=\"Cerrada\",AI252+R252,AI252+R252+AJ252))","v":70.427925000000002},{"$f":"BK252/BL252","v":1.3131144226526621},{"$f":"SUM(BC252:BD252)","v":15.389005136551845}]
[]
[null,null,null,null,null,null,null,null,null,null,null,null,null,null,null,null,null,null,null,null,null,null,null,null,null,null,null,null,null,null,null,null,null,null,null,null,null,null,null,null,null,null,null,null,null,null,null,null,null,null,null,null,null,"Cuenca o RH","SDxx   ",null,"Ab   "]
[null,null,null,null,null,null,null,null,null,null,null,null,null,null,null,null,null,null,null,null,null,null,null,null,null,null,null,null,null,null,null,null,null,null,null,null,null,null,null,null,null,null,null,null,null,null,null,null,null,null,null,null,null,"RH 12A",{"$f":"SUM(BC249:BD252)","v":22.051999074999991},"Mm3",{"$f":"T252","v":22.051999074999998}]
[]
[null,"LAGUNA DE SAYULA"]
["No LINEA","CUENCA O REGION","CONEXION",null,null,null,null,"OFERTA  POTENCIAL",null,null,null,null,"DEMANDA CONSUNTIVA",null,null,null,null,null,null,null,"OFERTA REAL",null,null,null,null,null,null,null,null,null,null,null,null,null,"EXTRACC Y VOLS RESERV PARA A ABAJO",null,null,null,null,null,null,null,null,null,null,null,null,null,null,null,null,null,null,"POR CUENCA PROPIA",null,null,"A LA SAL. DEL C PRINCIPAL",null,"DISPONIBILIDAD RELATIVA",null,null,null,"OFERTA - DEMANDA"]
[null,"HIDROLOGICA","DE ","HACIA",null,null,null,"Cp","Cp A Arriba","Im","R","TOTAL","Uc","Ev","Ex","TOTAL","TOTAL ACUM.","Dv","Ab","Ab","Cp","Ar1","Ar2","Ar3","Ar4","Ar5","Ar6","Ar7","Ar8","Ar9","Ar10","Ar11","Im","TOTAL","Uc","Re1","Re2","RImp","TOTAL","para Cp","para Ar1","para Ar2","para Ar3","para Ar4","para Ar5","para Ar6","para Ar7","para Ar8","para Ar9","para Ar10","para Ar11","para Im","TOTAL","RESERVADO","DISPONIBLE","DImp","RESERVADO","DISPONIBLE","INDICE","CLAVE","COLOR",null,"OFERTA","DEMANDA","Indice"]
["Cuenca Río Matape"]
[null,null,null,null,null,null,null,null,null,null,null,null,null,null,null,null,null,null,null,null,{"$f":"IF(U262=0,\"\",U262/(SUM($U262:$AG262)))","v":1},{"$f":"IF(V262=0,\"\",V262/(SUM($U262:$AG262)))","v":""},{"$f":"IF(W262=0,\"\",W262/(SUM($U262:$AG262)))","v":""},{"$f":"IF(X262=0,\"\",X262/(SUM($U262:$AG262)))","v":""},"","","","","","","","","",{"$f":"SUM(U261:AG261)","v":1},null,null,null,null,null,{"$f":"IF(U261=0,\"\",U261)","v":1},"","","","","","","","","","","","",{"$f":"SUM(AN261:AZ261)","v":1}]
["A",{"$f":"A262","v":"A"},{"$f":"A262","v":"A"},"B",null,null,null,{"$f":"C63","v":12.67},null,{"$f":"$J$63","v":0},{"$f":"I63","v":0.10084217500000001},{"$f":"SUM(H262:K262)","v":12.770842175},{"$f":"H63","v":0.19566250000000002},{"$f":"L63","v":2.0920000000000001},{"$f":"K63","v":0},{"$f":"SUM(M262:O262)","v":2.2876625000000002},{"$f":"+P262","v":2.2876625000000002},{"$f":"M63","v":0.78400000000000003},{"$f":"L262-Q262-R262","v":9.6991796749999999},{"$f":"IF(S262<0,0,S262)","v":9.6991796749999999},{"$f":"K262+H262","v":12.770842175},null,null,null,null,null,null,null,null,null,null,null,{"$f":"J262","v":0},{"$f":"SUM(U262:AG262)","v":12.770842175},{"$f":"+Q262","v":2.2876625000000002},{"$f":"(AI264+R264)*V263","v":11.460306994558037},{"$f":"AI262+R262+AJ262","v":14.531969494558037},{"$f":"IF(AG262>0,(AI262+R262+AJ262)*AG261,\"\")","v":""},{"$f":"SUM(AI262:AK262)","v":28.279938989116076},{"$f":"IF(AN261=\"\",\"\",$AM262*AN261)","v":28.279938989116076},"","","","","","","","","","","","",{"$f":"SUM(AN262:AZ262)","v":28.279938989116076},{"$f":"+U262","v":12.770842175},{"$f":"IF(D262=\"MAR\",IF((BB262-AJ262)<0,0,BB262-AJ262),IF(D262=\"Cerrada\",IF((BB262-AJ262)<0,0,BB262-AJ262),IF((BB262-AK262)<0,0,BB262-AK262)))","v":0},{"$f":"IF(AG262=0,\"\",IF(AG262-AL262<0,0,AG262-AL262))","v":""},{"$f":"IF(D262=\"MAR\",0,IF(D262=\"Cerrada\",0,AJ262))","v":11.460306994558037},{"$f":"IF(T262-BE262<0,0,T262-BE262)","v":0},{"$f":"IF(D262=\"MAR\",IF(AI262+R262+AJ262=0,\"Infinito\",(I262+U262+AG262)/(AI262+R262)),IF(D262=\"Cerrada\",IF(AI262+R262+AJ262=0,\"Infinito\",(I262+U262+AG262)/(AI262+R262)),IF(AI262+R262+AJ262=0,\"Infinito\",(I262+U262+AG262)/(AI262+R262+AJ262))))","v":0.87881014199640672},{"$f":"IF(BG262<1.4,\"1\", IF(BG262<3,\"2\", IF(BG262<9,\"3\", \"4\")))","v":"1"},{"$f":"IF(BG262<1.4,\"ROJO\", IF(BG262<3,\"AMARILLO\", IF(BG262<9,\"VERDE\", \"AZUL\")))","v":"ROJO"},{"$f":"IF(BG262<1.4,\"Déficit\", IF(BG262<3,\"Equilibrio\", IF(BG262<9,\"Disponibilidad\", \"Abundante\")))","v":"Déficit"},{"$f":"I262+U262+AG262","v":12.770842175},{"$f":"IF(D262=\"MAR\",AI262+R262,IF(D262=\"Cerrada\",AI262+R262,AI262+R262+AJ262))","v":14.531969494558037},{"$f":"BK262/BL262","v":0.87881014199640672},{"$f":"SUM(BC262:BD262)","v":0}]
[null,null,null,null,null,null,null,null,null,null,null,null,null,null,null,null,null,null,null,null,{"$f":"IF(U264=0,\"\",U264/(SUM($U264:$AG264)))","v":0.95554554053194229},{"$f":"IF(V264=0,\"\",V264/(SUM($U264:$AG264)))","v":4.4454459468057705E-2},{"$f":"IF(W264=0,\"\",W264/(SUM($U264:$AG264)))","v":""},{"$f":"IF(X264=0,\"\",X264/(SUM($U264:$AG264)))","v":""},"","","","","","","","","",{"$f":"SUM(U263:AG263)","v":1},null,null,null,null,null,{"$f":"IF(U263=0,\"\",U263)","v":0.95554554053194229},4.4454459468057705E-2,"","","","","","","","","","","",{"$f":"SUM(AN263:AZ263)","v":1}]
["B",{"$f":"A264","v":"B"},{"$f":"A264","v":"B"},"Cerrada",null,null,null,{"$f":"+C64","v":204.18},{"$f":"T262","v":9.6991796749999999},{"$f":"+J64","v":0},{"$f":"+I64","v":4.3031982250000009},{"$f":"SUM(H264:K264)","v":218.18237790000001},{"$f":"H64","v":36.0168155},{"$f":"L64","v":221.393},{"$f":"K64","v":0},{"$f":"SUM(M264:O264)","v":257.40981549999998},{"$f":"+P264","v":257.40981549999998},{"$f":"M64","v":0.38900000000000001},{"$f":"L264-Q264-R264","v":-39.616437599999976},{"$f":"IF(S264<0,0,S264)","v":0},{"$f":"K264+H264","v":208.483198225},{"$f":"T262","v":9.6991796749999999},null,null,null,null,null,null,null,null,null,null,{"$f":"J264","v":0},{"$f":"SUM(U264:AG264)","v":218.18237790000001},{"$f":"+Q264","v":257.40981549999998},{"$f":"(AI264+R264)*U263","v":246.33850850544195},null,{"$f":"IF(AG264>0,(AI264+R264)*AG263,\"\")","v":""},{"$f":"SUM(AI264:AK264)","v":503.74832400544193},{"$f":"IF(AN263=\"\",\"\",$AM264*AN263)","v":481.35446455383999},22.393859451601919,"","","","","","","","","","","",{"$f":"SUM(AN264:AZ264)","v":503.74832400544193},{"$f":"+U264","v":208.483198225},{"$f":"IF(D264=\"MAR\",IF((BB264-AJ264)<0,0,BB264-AJ264),IF(D264=\"Cerrada\",IF((BB264-AJ264)<0,0,BB264-AJ264),IF((BB264-AK264)<0,0,BB264-AK264)))","v":0},{"$f":"IF(AG264=0,\"\",IF(AG264-AL264<0,0,AG264-AL264))","v":""},{"$f":"IF(D264=\"MAR\",0,IF(D264=\"Cerrada\",0,AJ264))","v":0},{"$f":"IF(T264-BE264<0,0,T264-BE264)","v":0},{"$f":"IF(D264=\"MAR\",IF(AI264+R264+AJ264=0,\"Infinito\",(I264+U264+AG264)/(AI264+R264)),IF(D264=\"Cerrada\",IF(AI264+R264+AJ264=0,\"Infinito\",(I264+U264+AG264)/(AI264+R264)),IF(AI264+R264+AJ264=0,\"Infinito\",(I264+U264+AG264)/(AI264+R264+AJ264))))","v":0.84632808524288983},{"$f":"IF(BG264<1.4,\"1\", IF(BG264<3,\"2\", IF(BG264<9,\"3\", \"4\")))","v":"1"},{"$f":"IF(BG264<1.4,\"ROJO\", IF(BG264<3,\"AMARILLO\", IF(BG264<9,\"VERDE\", \"AZUL\")))","v":"ROJO"},{"$f":"IF(BG264<1.4,\"Déficit\", IF(BG264<3,\"Equilibrio\", IF(BG264<9,\"Disponibilidad\", \"Abundante\")))","v":"Déficit"},{"$f":"IF(I264+U264+AG264<=0,0,I264+U264+AG264)","v":218.18237790000001},{"$f":"IF(D264=\"MAR\",AI264+R264,IF(D264=\"Cerrada\",AI264+R264,AI264+R264+AJ264))","v":257.79881549999999},{"$f":"BK264/BL264","v":0.84632808524288983},{"$f":"SUM(BC264:BD264)","v":0}]
[]
[null,null,null,null,null,null,null,null,null,null,null,null,null,null,null,null,null,null,null,null,null,null,null,null,null,null,null,null,null,null,null,null,null,null,null,null,null,null,null,null,null,null,null,null,null,null,null,null,null,null,null,null,null,"Cuenca o RH","SDxx   ",null,"Ab   "]
[null,null,null,null,null,null,null,null,null,null,null,null,null,null,null,null,null,null,null,null,null,null,null,null,null,null,null,null,null,null,null,null,null,null,null,null,null,null,null,null,null,null,null,null,null,null,null,null,null,null,null,null,null,"RH 12A",{"$f":"SUM(BC261:BD264)","v":0},"Mm3",{"$f":"T264","v":0}]

{"sheet":"RH-13","index":12,"n_rows":24,"n_cols":19,"rows_kept":24,"cut":false,"hidden":false,"merged":[[1,1,1,12],[2,1,2,12],[3,1,3,12],[4,0,4,14]]}
[]
[null,"GERENCIA DE AGUAS SUPERFICIALES E INGENIERÍA DE RÍOS"]
[null,"REGIÓN HIDROLÓGICA NÚMERO 13 "]
[null,"RÍO HUICICILA"]
[]
[]
["Cuenca","Nombre","Cp","Ar","Uc (a)","Uc (b)","Uc (c)","Uc","R","Im","Ex","Ab","Rxy","Ab - Rxy","D",null,"ECUACIONES"]
[1,"Ixtapa",132.63300000000001,0,21.729748019999999,0.15219779999999999,0,{"$f":"E8+F8+G8","v":21.881945819999999},5.3768688340000006,0,0,{"$f":"C8+I8-H8+J8","v":116.127923014},0,{"$f":"L8-M8","v":116.127923014},{"$f":"N8","v":116.127923014}]
[2,"Pitillal",98.63,0,9.9362000000000006E-2,0,0,9.9362000000000006E-2,2.8312687500000003E-2,0,0,{"$f":"C9+I9-H9+J9","v":98.558950687500001},0,98.558950687500001,98.558950687500001,null,"Ab = Cp + Ar + R + Im - (Uc(a) + Uc(b) + Uc(c) + Ex )"]
[3,"Cuale",90.896000000000001,0,8.1075500700000003,0,0,8.1075500700000003,5.8571535524999998,0,0,88.645603482499993,0,88.645603482499993,88.645603482499993,null,"D = Ab - Rxy"]
[4,"San Blas",319.85899999999998,0,244.3075681,0.34006700000000001,0,244.6476351,96.476797477000005,167.62489500000001,0,339.31305737699995,0,339.31305737699995,339.31305737699995]
[5,"Huicicila",457.46899999999999,0,40.975595070000004,0.26442454999999998,0,41.240019620000005,9.8573036249999983,0,0,426.08628400499998,0,426.08628400499998,426.08628400499998,null,"SIMBOLOGÍA"]
[6,"Tecomala",230.58,0,2.8837679999999999,0,0,2.8837679999999999,1.4922258499999999,0,0,229.18845785000002,0,229.18845785000002,229.18845785000002]
[null,"Totales",{"$f":"SUM(C8:C13)","v":1330.067},null,{"$f":"SUM(E8:E13)","v":318.10359125999997},0.75668935000000004,0,318.86028060999996,119.08866202600001,167.62489500000001,0,null,null,null,{"$f":"SUM(O8:O13)","v":1297.920276416},null,"Cp.- Volumen medio anual de escurrimiento natural "]
["Valores  en millones de metros cúbicos",null,null,null,null,null,null,null,null,null,null,null,null,null,null,null,"Ar.- Volumen medio anual de escurrimiento desde la cuenca aguas arriba"]
[null,null,null,null,null,null,null,null,null,null,null,null,null,null,null,null,"Uc (a).- Volumen anual de extracción de agua superficial mediante títulos inscritos actualmente en el REPDA"]
[null,null,null,null,null,null,null,null,null,null,null,null,null,null,null,null,"Uc (b).- Volumen anual de extracción de agua superficial de títulos en proceso de inscripción en el REPDA"]
[null,null,null,null,null,null,null,null,null,null,null,null,null,null,null,null,"Uc (c).- Volumen anual correspondiente a las reservas y las zonas reglamentadas"]
[null,null,null,null,null,null,null,null,null,null,null,null,null,null,null,null,"R.- Volumen anual de retornos"]
[null,null,null,null,null,null,null,null,null,null,null,null,null,null,null,null,"Im.- Volumen anual de importaciones",null," "]
[null,null,null,null,null,null,null,null,null,null,null,null,null,null,null,null,"Ex.- Volumen anual de exportaciones"]
[null,null,null,null,null,null,null,null,null,null,null,null,null,null,null,null,"Ab.- Volumen medio anual de escurrimiento de la cuenca hacia aguas abajo "]
[null,null,null,null,null,null,null,null,null,null,null,null,null,null,null,null,"Rxy.- Volumen anual actual comprometido aguas abajo y volumenes decretados para reservas medio ambiente"]
[null,null,null,null,null,null,null,null,null,null,null,null,null,null,null,null,"D.- Disponibilidad media anual de agua superficial en la cuenca hidrológica "]

{"sheet":"RH-14","index":13,"n_rows":77,"n_cols":49,"rows_kept":77,"cut":false,"hidden":false,"merged":[[1,1,1,14],[2,1,2,14],[3,1,3,14],[4,0,4,16]]}
[]
[null,"GERENCIA DE AGUAS SUPERFICIALES E INGENIERÍA DE RÍOS"]
[null,"REGION HIDROLOGICA No 14"]
[null,"RÍO AMECA"]
[]
[]
["Cuenca","Nombre","Cp","Ar","Uc (a)","Uc (b)","Uc (c)","Uc","R","Im","Ex","Ev ","Δv","Ab","Rxy","Ab - Rxy","D",null,"ECUACIONES"]
[1,"Salado",259.03399999999999,{"$f":"I58","v":0},44.54721374999999,0,9.5324150000000003,{"$f":"E8+F8+G8","v":54.079628749999991},10.162313712499998,0,0,18.748000000000001,2.2490000000000001,{"$f":"C8+D8-H8+I8+J8-K8-L8-M8","v":194.11968496250003},{"$f":"AN58","v":167.06501082685855},{"$f":"N8-O8","v":27.054674135641477},{"$f":"IF(P8<=0,0,P8)","v":27.054674135641477}]
[2,"Cocula",184.58199999999999,{"$f":"I60","v":194.11968496250003},79.287923500000005,0,0,{"$f":"E9+F9+G9","v":79.287923500000005},16.170211524999999,0,0,0,0,315.58397298750003,{"$f":"AN60","v":260.55024218963774},{"$f":"N9-O9","v":55.03373079786229},{"$f":"IF(P9<=0,0,P9)","v":55.03373079786229}]
[3,"Ahuacatlán",207.21,{"$f":"I62","v":0},23.101604889999997,0,0,{"$f":"E10+F10+G10","v":23.101604889999997},7.9969061140000015,0,0,0,0,192.10530122400002,{"$f":"AN62","v":158.60464105954162},33.500660164458395,33.500660164458395,null,"Ab = Cp + Ar + R + Im - (Uc(a) + Uc(b) + Uc(c) + Ex )"]
[4,"Atenguillo",205.15700000000001,{"$f":"I64","v":0},4.5983237500000005,0,0,4.5983237500000005,1.6821009624999999,0,0,0,0,202.24077721250001,{"$f":"AN64","v":166.97262216615988},35.268155046340127,35.268155046340127,null,"D = Ab - Rxy"]
[5,"Ameca Pijinto",366.83699999999999,{"$f":"I66","v":709.93005142400011},21.730428459999999,0,0,21.730428459999999,5.4129997660000004,0,0,0,0,1060.4496227300001,{"$f":"AN66","v":871.73152957649813},188.71809315350197,188.71809315350197]
[6,"Ameca Ixtapa A",357.68400000000003,{"$f":"I68","v":1060.4496227300001},2.6903183500000001,0,0,2.6903183500000001,0.84056188249999997,0,0,0,0,1416.2838662624999,{"$f":"AN68","v":1163.7625803717729},252.52128589072709,252.52128589072709,null,"SIMBOLOGÍA"]
[7,"Talpa",70.825999999999993,{"$f":"I70","v":0},0.26223099999999999,0,0.54200000000000004,0.80423100000000003,0.13106445000000005,0,0,0,0,70.152833449999989,{"$f":"AN70","v":60.087949434797558},10.064884015202431,10.064884015202431]
[8,"Mascota",398.9,{"$f":"I72","v":70.152833449999989},107.76758,0.114,0.374,108.25557999999999,85.155897600000003,0,0,0,0,445.95315104999997,{"$f":"AN72","v":366.44037410412778},79.51277694587219,79.51277694587219]
[9,"Ameca Ixtapa B",238.565,{"$f":"I74","v":1862.2370173125},102.14421976000001,0,0.94399999999999995,103.08821976000002,20.513588427000002,0,0,0,0,2018.2273859795002,{"$f":"AN74","v":1640},378.22738597950024,378.22738597950024]
[null,"Totales",{"$f":"SUM(C8:C16)","v":2288.7950000000001},null,{"$f":"SUM(E8:E16)","v":386.12984346000002},0.114,11.392415,397.63625846000002,148.06564443950001,0,0,18.748000000000001,2.2490000000000001,null,null,null,{"$f":"Q16","v":378.22738597950024},null,"Uc (b).- Volumen anual de extracción de agua superficial de títulos en proceso de inscripción en el REPDA"]
["* Valores  en millones de metros cúbicos                                                                             ",null,null,null,null,null,null,null,null,null,null,null,null,null,null,null,null,null,"Uc (c).- Volumen anual correspondiente a las reservas y las zonas reglamentadas"]
[null,null,null,null,null,null,null,null,null,null,null,null,null,null,null,null,null,null,"R.- Volumen anual de retornos"]
[null,null,null,null,null,null,null,null,null,null,null,null,null,null,null,null,null,null,"Im.- Volumen anual de importaciones",null," "]
[null,null,null,null,null,null,null,null,null,null,null,null,null,null,null,null,null,null,"Ex.- Volumen anual de exportaciones"]
[null,null,null,null,null,null,null,null,null,null,null,null,null,null,null,null,null,null,"Ev.- Volumen medio anual de evaporación en embalses"]
[null,null,null,null,null,null,null,null,null,null,null,null,null,null,null,null,null,null,"Av.- Volumen medio anual de variación de almacenamiento en embalses"]
[null,null,null,null,null,null,null,null,null,null,null,null,null,null,null,null,null,null,"Ab.- Volumen medio anual de escurrimiento de la cuenca hacia aguas abajo "]
[null,null,null,null,null,null,null,null,null,null,null,null,null,null,null,null,null,null,"Rxy.- Volumen anual actual comprometido aguas abajo y volumenes decretados para reservas medio ambiente"]
[null,null,null,null,null,null,null,null,null,null,null,null,null,null,null,null,null,null,"D.- Disponibilidad media anual de agua superficial en la cuenca hidrológica "]
[]
[]
[]
[]
[]
[]
[]
[]
[]
[]
[]
[]
[]
[]
[]
[]
[]
[]
[]
[]
[]
[]
[]
[]
[]
[]
[]
["No LINEA","CUENCA O REGION","CONEXION",null,null,null,null,"OFERTA  POTENCIAL",null,null,null,null,"DEMANDA CONSUNTIVA",null,null,null,null,null,null,"OFERTA REAL",null,null,null,null,null,"EXTRACC Y VOLS RESERV PARA A ABAJO",null,null,null,null,null,null,null,null,null,null,"POR CUENCA PROPIA",null,null,"A LA SAL. DEL C PRINCIPAL",null,"DISPONIBILIDAD RELATIVA",null,null,null,"OFERTA - DEMANDA",null,null,"Disponibilidad Hídrica"]
[null,"HIDROLOGICA","DE ","HACIA",null,null,null,"Cp","Cp A Arriba","Im","R","TOTAL","Uc","Ev","Ex","TOTAL","Dv","Ab","Ab","Cp","Ar1","Ar2","Ar3","Im","TOTAL","Uc","Re1","Re2","RImp","TOTAL","para Cp","para Ar1","para Ar2","para Ar3","para Im","TOTAL","RESERVADO","DISPONIBLE","DImp","RESERVADO","DISPONIBLE","INDICE","CLAVE","COLOR",null,"OFERTA","DEMANDA"]
["Región Hodrológica 14",null,null,null,null,null,null,null,null,null,null,null,null,null,null,null,null,null,null,null,null,null,null,null,null,null,1640]
[null,null,null,null,null,null,null,null,null,null,null,null,null,null,null,null,null,null,null,{"$f":"IF(T58=0,\"\",T58/(SUM($T58:$X58)))","v":1},{"$f":"IF(U58=0,\"\",U58/(SUM($T58:$X58)))","v":""},{"$f":"IF(V58=0,\"\",V58/(SUM($T58:$X58)))","v":""},{"$f":"IF(W58=0,\"\",W58/(SUM($T58:$X58)))","v":""},{"$f":"IF(X58=0,\"\",X58/(SUM($T58:$X58)))","v":""},{"$f":"SUM(T57:X57)","v":1},null,null,null,null,null,{"$f":"IF(T57=0,\"\",T57)","v":1},{"$f":"IF(U57=0,\"\",U57)","v":""},{"$f":"IF(V57=0,\"\",V57)","v":""},{"$f":"IF(W57=0,\"\",W57)","v":""},{"$f":"IF(X57=0,\"\",X57)","v":""},{"$f":"SUM(AE57:AI57)","v":1}]
["A",{"$f":"A58","v":"A"},{"$f":"A58","v":"A"},"B",null,null,null,{"$f":"C8","v":259.03399999999999},null,{"$f":"J8","v":0},{"$f":"I8","v":10.162313712499998},{"$f":"SUM(H58:K58)","v":269.1963137125},{"$f":"H8","v":54.079628749999991},{"$f":"L8","v":18.748000000000001},{"$f":"K8","v":0},{"$f":"SUM(M58:O58)","v":72.827628749999988},{"$f":"M8","v":2.2490000000000001},{"$f":"L58-P58-Q58","v":194.11968496250003},{"$f":"IF(R58<0,0,R58)","v":194.11968496250003},{"$f":"K58+H58","v":269.1963137125},null,null,null,{"$f":"J58","v":0},{"$f":"SUM(T58:X58)","v":269.1963137125},{"$f":"+P58","v":72.827628749999988},{"$f":"IF(U60=0,0,(Z60+Q60+AA60)*U59)","v":167.06501082685855},{"$f":"Z58+Q58+AA58","v":242.14163957685855},{"$f":"IF(X58>0,(Z58+Q58+AA58)*X57,\"\")","v":""},{"$f":"SUM(Z58:AB58)","v":482.03427915371708},{"$f":"IF(AE57=\"\",\"\",$AD58*AE57)","v":482.03427915371708},{"$f":"IF(AF57=\"\",\"\",$AD58*AF57)","v":""},{"$f":"IF(AG57=\"\",\"\",$AD58*AG57)","v":""},{"$f":"IF(AH57=\"\",\"\",$AD58*AH57)","v":""},{"$f":"IF(AI57=\"\",\"\",$AD58*AI57)","v":""},{"$f":"SUM(AE58:AI58)","v":482.03427915371708},{"$f":"+T58","v":269.1963137125},{"$f":"IF(D58=\"MAR\",IF((AK58-AA58)<0,0,AK58-AA58),IF(D58=\"Cerrada\",IF((AK58-AA58)<0,0,AK58-AA58),IF((AK58-AB58)<0,0,AK58-AB58)))","v":27.054674135641449},{"$f":"IF(X58=0,\"\",IF(X58-AC58<0,0,X58-AC58))","v":""},{"$f":"IF(D58=\"MAR\",0,IF(D58=\"Cerrada\",0,AA58))","v":167.06501082685855},{"$f":"IF(S58-AN58<0,0,S58-AN58)","v":27.054674135641477},{"$f":"IF(D58=\"MAR\",IF(Z58+Q58+AA58=0,\"Infinito\",(I58+T58+X58)/(Z58+Q58)),IF(D58=\"Cerrada\",IF(Z58+Q58+AA58=0,\"Infinito\",(I58+T58+X58)/(Z58+Q58)),IF(Z58+Q58+AA58=0,\"Infinito\",(I58+T58+X58)/(Z58+Q58+AA58))))","v":1.1117307794847651},{"$f":"IF(AP58<1.4,\"1\", IF(AP58<3,\"2\", IF(AP58<9,\"3\", \"4\")))","v":"1"},{"$f":"IF(AP58<1.4,\"ROJO\", IF(AP58<3,\"AMARILLO\", IF(AP58<9,\"VERDE\", \"AZUL\")))","v":"ROJO"},{"$f":"IF(AP58<1.4,\"Déficit\", IF(AP58<3,\"Equilibrio\", IF(AP58<9,\"Disponibilidad\", \"Abundante\")))","v":"Déficit"},{"$f":"I58+T58+X58","v":269.1963137125},{"$f":"IF(D58=\"MAR\",Z58+Q58,IF(D58=\"Cerrada\",Z58+Q58,Z58+Q58+AA58))","v":242.14163957685855},null,{"$f":"SUM(AL58:AM58)","v":27.054674135641449}]
[null,null,null,null,null,null,null,null,null,null,null,null,null,null,null,null,null,null,null,{"$f":"IF(T60=0,\"\",T60/(SUM($T60:$X60)))","v":0.50839832692766718},{"$f":"IF(U60=0,\"\",U60/(SUM($T60:$X60)))","v":0.49160167307233277},{"$f":"IF(V60=0,\"\",V60/(SUM($T60:$X60)))","v":""},{"$f":"IF(W60=0,\"\",W60/(SUM($T60:$X60)))","v":""},{"$f":"IF(X60=0,\"\",X60/(SUM($T60:$X60)))","v":""},1,null,null,null,null,null,{"$f":"IF(T59=0,\"\",T59)","v":0.50839832692766718},{"$f":"IF(U59=0,\"\",U59)","v":0.49160167307233277},{"$f":"IF(V59=0,\"\",V59)","v":""},{"$f":"IF(W59=0,\"\",W59)","v":""},{"$f":"IF(X59=0,\"\",X59)","v":""},{"$f":"SUM(AE59:AI59)","v":1}]
["B",{"$f":"A60","v":"B"},{"$f":"A60","v":"B"},"E",null,null,null,{"$f":"C9","v":184.58199999999999},{"$f":"+S58","v":194.11968496250003},{"$f":"J9","v":0},{"$f":"I9","v":16.170211524999999},{"$f":"SUM(H60:K60)","v":394.87189648750007},{"$f":"H9","v":79.287923500000005},{"$f":"L9","v":0},{"$f":"K9","v":0},{"$f":"SUM(M60:O60)","v":79.287923500000005},{"$f":"M9","v":0},{"$f":"L60-P60-Q60","v":315.58397298750003},{"$f":"IF(R60<0,0,R60)","v":315.58397298750003},{"$f":"K60+H60","v":200.75221152500001},{"$f":"+S58","v":194.11968496250003},null,null,{"$f":"J60","v":0},394.87189648750007,{"$f":"+P60","v":79.287923500000005},{"$f":"(Z66+Q66+AA66)*U65","v":260.55024218963774},{"$f":"(Z60+Q60+AA60)*T59","v":172.77315486277919},{"$f":"IF(X60>0,(Z60+Q60+AA60)*X59,\"\")","v":""},{"$f":"SUM(Z60:AB60)","v":512.61132055241694},{"$f":"IF(AE59=\"\",\"\",$AD60*AE59)","v":260.61073773303087},{"$f":"IF(AF59=\"\",\"\",$AD60*AF59)","v":252.00058281938604},{"$f":"IF(AG59=\"\",\"\",$AD60*AG59)","v":""},{"$f":"IF(AH59=\"\",\"\",$AD60*AH59)","v":""},{"$f":"IF(AI59=\"\",\"\",$AD60*AI59)","v":""},512.61132055241694,{"$f":"+T60","v":200.75221152500001},{"$f":"IF(D60=\"MAR\",IF((AK60-AA60)<0,0,AK60-AA60),IF(D60=\"Cerrada\",IF((AK60-AA60)<0,0,AK60-AA60),IF((AK60-AB60)<0,0,AK60-AB60)))","v":27.979056662220813},{"$f":"IF(X60=0,\"\",IF(X60-AC60<0,0,X60-AC60))","v":""},{"$f":"IF(D60=\"MAR\",0,IF(D60=\"Cerrada\",0,AA60))","v":260.55024218963774},{"$f":"IF(S60-AN60<0,0,S60-AN60)","v":55.03373079786229},{"$f":"IF(D60=\"MAR\",IF(Z60+Q60+AA60=0,\"Infinito\",(I60+T60+X60)/(Z60+Q60)),IF(D60=\"Cerrada\",IF(Z60+Q60+AA60=0,\"Infinito\",(I60+T60+X60)/(Z60+Q60)),IF(Z60+Q60+AA60=0,\"Infinito\",(I60+T60+X60)/(Z60+Q60+AA60))))","v":1.161940995315172},{"$f":"IF(AP60<1.4,\"1\", IF(AP60<3,\"2\", IF(AP60<9,\"3\", \"4\")))","v":"1"},{"$f":"IF(AP60<1.4,\"ROJO\", IF(AP60<3,\"AMARILLO\", IF(AP60<9,\"VERDE\", \"AZUL\")))","v":"ROJO"},{"$f":"IF(AP60<1.4,\"Déficit\", IF(AP60<3,\"Equilibrio\", IF(AP60<9,\"Disponibilidad\", \"Abundante\")))","v":"Déficit"},{"$f":"I60+T60+X60","v":394.87189648750007},{"$f":"IF(D60=\"MAR\",Z60+Q60,IF(D60=\"Cerrada\",Z60+Q60,Z60+Q60+AA60))","v":339.83816568963778},null,{"$f":"SUM(AL60:AM60)","v":27.979056662220813}]
[null,null,null,null,null,null,null,null,null,null,null,null,null,null,null,null,null,null,null,{"$f":"IF(T62=0,\"\",T62/(SUM($T62:$X62)))","v":1},{"$f":"IF(U62=0,\"\",U62/(SUM($T62:$X62)))","v":""},{"$f":"IF(V62=0,\"\",V62/(SUM($T62:$X62)))","v":""},{"$f":"IF(W62=0,\"\",W62/(SUM($T62:$X62)))","v":""},{"$f":"IF(X62=0,\"\",X62/(SUM($T62:$X62)))","v":""},1,null,null,null,null,null,{"$f":"IF(T61=0,\"\",T61)","v":1},{"$f":"IF(U61=0,\"\",U61)","v":""},{"$f":"IF(V61=0,\"\",V61)","v":""},{"$f":"IF(W61=0,\"\",W61)","v":""},{"$f":"IF(X61=0,\"\",X61)","v":""},1]
["C",{"$f":"A62","v":"C"},{"$f":"A62","v":"C"},"E",null,null,null,{"$f":"C10","v":207.21},null,{"$f":"J10","v":0},{"$f":"I10","v":7.9969061140000015},{"$f":"SUM(H62:K62)","v":215.20690611400002},{"$f":"H10","v":23.101604889999997},{"$f":"L10","v":0},{"$f":"K10","v":0},{"$f":"SUM(M62:O62)","v":23.101604889999997},{"$f":"M10","v":0},{"$f":"L62-P62-Q62","v":192.10530122400002},{"$f":"IF(R62<0,0,R62)","v":192.10530122400002},{"$f":"K62+H62","v":215.20690611400002},null,null,null,{"$f":"J62","v":0},215.20690611400002,{"$f":"+P62","v":23.101604889999997},{"$f":"(Z66+Q66+AA66)*V65","v":158.60464105954162},{"$f":"Z62+Q62+AA62","v":181.70624594954162},{"$f":"IF(X62>0,(Z62+Q62+AA62)*X61,\"\")","v":""},{"$f":"SUM(Z62:AB62)","v":363.41249189908325},{"$f":"IF(AE61=\"\",\"\",$AD62*AE61)","v":363.41249189908325},{"$f":"IF(AF61=\"\",\"\",$AD62*AF61)","v":""},{"$f":"IF(AG61=\"\",\"\",$AD62*AG61)","v":""},{"$f":"IF(AH61=\"\",\"\",$AD62*AH61)","v":""},{"$f":"IF(AI61=\"\",\"\",$AD62*AI61)","v":""},363.41249189908325,{"$f":"+T62","v":215.20690611400002},{"$f":"IF(D62=\"MAR\",IF((AK62-AA62)<0,0,AK62-AA62),IF(D62=\"Cerrada\",IF((AK62-AA62)<0,0,AK62-AA62),IF((AK62-AB62)<0,0,AK62-AB62)))","v":33.500660164458395},{"$f":"IF(X62=0,\"\",IF(X62-AC62<0,0,X62-AC62))","v":""},{"$f":"IF(D62=\"MAR\",0,IF(D62=\"Cerrada\",0,AA62))","v":158.60464105954162},{"$f":"IF(S62-AN62<0,0,S62-AN62)","v":33.500660164458395},{"$f":"IF(D62=\"MAR\",IF(Z62+Q62+AA62=0,\"Infinito\",(I62+T62+X62)/(Z62+Q62)),IF(D62=\"Cerrada\",IF(Z62+Q62+AA62=0,\"Infinito\",(I62+T62+X62)/(Z62+Q62)),IF(Z62+Q62+AA62=0,\"Infinito\",(I62+T62+X62)/(Z62+Q62+AA62))))","v":1.1843671360298824},{"$f":"IF(AP62<1.4,\"1\", IF(AP62<3,\"2\", IF(AP62<9,\"3\", \"4\")))","v":"1"},{"$f":"IF(AP62<1.4,\"ROJO\", IF(AP62<3,\"AMARILLO\", IF(AP62<9,\"VERDE\", \"AZUL\")))","v":"ROJO"},{"$f":"IF(AP62<1.4,\"Déficit\", IF(AP62<3,\"Equilibrio\", IF(AP62<9,\"Disponibilidad\", \"Abundante\")))","v":"Déficit"},{"$f":"I62+T62+X62","v":215.20690611400002},{"$f":"IF(D62=\"MAR\",Z62+Q62,IF(D62=\"Cerrada\",Z62+Q62,Z62+Q62+AA62))","v":181.70624594954162},null,33.500660164458395]
[null,null,null,null,null,null,null,null,null,null,null,null,null,null,null,null,null,null,null,{"$f":"IF(T64=0,\"\",T64/(SUM($T64:$X64)))","v":1},{"$f":"IF(U64=0,\"\",U64/(SUM($T64:$X64)))","v":""},{"$f":"IF(V64=0,\"\",V64/(SUM($T64:$X64)))","v":""},{"$f":"IF(W64=0,\"\",W64/(SUM($T64:$X64)))","v":""},{"$f":"IF(X64=0,\"\",X64/(SUM($T64:$X64)))","v":""},1,null,null,null,null,null,{"$f":"IF(T63=0,\"\",T63)","v":1},{"$f":"IF(U63=0,\"\",U63)","v":""},{"$f":"IF(V63=0,\"\",V63)","v":""},{"$f":"IF(W63=0,\"\",W63)","v":""},{"$f":"IF(X63=0,\"\",X63)","v":""},1]
["D",{"$f":"A64","v":"D"},{"$f":"A64","v":"D"},"E",null,null,null,{"$f":"C11","v":205.15700000000001},null,{"$f":"J11","v":0},{"$f":"I11","v":1.6821009624999999},{"$f":"SUM(H64:K64)","v":206.8391009625},{"$f":"H11","v":4.5983237500000005},{"$f":"L11","v":0},{"$f":"K11","v":0},{"$f":"SUM(M64:O64)","v":4.5983237500000005},{"$f":"M11","v":0},{"$f":"L64-P64-Q64","v":202.24077721250001},{"$f":"IF(R64<0,0,R64)","v":202.24077721250001},{"$f":"K64+H64","v":206.8391009625},null,null,null,{"$f":"J64","v":0},206.8391009625,{"$f":"+P64","v":4.5983237500000005},{"$f":"(Z66+Q66+AA66)*W65","v":166.97262216615988},{"$f":"(Z64+AA64+Q64)","v":171.57094591615987},{"$f":"IF(X64>0,(Z64+Q64+AA64)*X63,\"\")","v":""},{"$f":"SUM(Z64:AB64)","v":343.14189183231974},{"$f":"IF(AE63=\"\",\"\",$AD64*AE63)","v":343.14189183231974},{"$f":"IF(AF63=\"\",\"\",$AD64*AF63)","v":""},{"$f":"IF(AG63=\"\",\"\",$AD64*AG63)","v":""},{"$f":"IF(AH63=\"\",\"\",$AD64*AH63)","v":""},{"$f":"IF(AI63=\"\",\"\",$AD64*AI63)","v":""},343.14189183231974,{"$f":"+T64","v":206.8391009625},{"$f":"IF(D64=\"MAR\",IF((AK64-AA64)<0,0,AK64-AA64),IF(D64=\"Cerrada\",IF((AK64-AA64)<0,0,AK64-AA64),IF((AK64-AB64)<0,0,AK64-AB64)))","v":35.268155046340127},{"$f":"IF(X64=0,\"\",IF(X64-AC64<0,0,X64-AC64))","v":""},{"$f":"IF(D64=\"MAR\",0,IF(D64=\"Cerrada\",0,AA64))","v":166.97262216615988},{"$f":"IF(S64-AN64<0,0,S64-AN64)","v":35.268155046340127},{"$f":"IF(D64=\"MAR\",IF(Z64+Q64+AA64=0,\"Infinito\",(I64+T64+X64)/(Z64+Q64)),IF(D64=\"Cerrada\",IF(Z64+Q64+AA64=0,\"Infinito\",(I64+T64+X64)/(Z64+Q64)),IF(Z64+Q64+AA64=0,\"Infinito\",(I64+T64+X64)/(Z64+Q64+AA64))))","v":1.2055601830369014},{"$f":"IF(AP64<1.4,\"1\", IF(AP64<3,\"2\", IF(AP64<9,\"3\", \"4\")))","v":"1"},{"$f":"IF(AP64<1.4,\"ROJO\", IF(AP64<3,\"AMARILLO\", IF(AP64<9,\"VERDE\", \"AZUL\")))","v":"ROJO"},{"$f":"IF(AP64<1.4,\"Déficit\", IF(AP64<3,\"Equilibrio\", IF(AP64<9,\"Disponibilidad\", \"Abundante\")))","v":"Déficit"},{"$f":"IF(I64+T64+X64<=0,0,I64+T64+X64)","v":206.8391009625},{"$f":"IF(D64=\"MAR\",Z64+Q64,IF(D64=\"Cerrada\",Z64+Q64,Z64+Q64+AA64))","v":171.57094591615987},null,35.268155046340127]
[null,null,null,null,null,null,null,null,null,null,null,null,null,null,null,null,null,null,null,{"$f":"IF(T66=0,\"\",T66/(SUM($T66:$X66)))","v":0.34398157622353309},{"$f":"IF(U66=0,\"\",U66/(SUM($T66:$X66)))","v":0.29161873076524902},{"$f":"IF(V66=0,\"\",V66/(SUM($T66:$X66)))","v":0.17751694924772901},{"$f":"IF(W66=0,\"\",W66/(SUM($T66:$X66)))","v":0.18688274376348882},{"$f":"IF(X66=0,\"\",X66/(SUM($T66:$X66)))","v":""},0.99999999999999989,null,null,null,null,null,{"$f":"IF(T65=0,\"\",T65)","v":0.34398157622353309},{"$f":"IF(U65=0,\"\",U65)","v":0.29161873076524902},{"$f":"IF(V65=0,\"\",V65)","v":0.17751694924772901},{"$f":"IF(W65=0,\"\",W65)","v":0.18688274376348882},{"$f":"IF(X65=0,\"\",X65)","v":""},0.99999999999999989]
["E",{"$f":"A66","v":"E"},{"$f":"A66","v":"E"},"F",null,null,null,{"$f":"C12","v":366.83699999999999},{"$f":"+S60+S62+S64","v":709.93005142400011},{"$f":"J12","v":0},{"$f":"I12","v":5.4129997660000004},{"$f":"SUM(H66:K66)","v":1082.1800511900001},{"$f":"H12","v":21.730428459999999},{"$f":"L12","v":0},{"$f":"K12","v":0},{"$f":"SUM(M66:O66)","v":21.730428459999999},{"$f":"M12","v":0},{"$f":"L66-P66-Q66","v":1060.4496227300001},{"$f":"IF(R66<0,0,R66)","v":1060.4496227300001},{"$f":"K66+H66","v":372.24999976599997},{"$f":"+R60","v":315.58397298750003},{"$f":"+S62","v":192.10530122400002},{"$f":"+S64","v":202.24077721250001},{"$f":"J66","v":0},1082.1800511900001,{"$f":"+P66","v":21.730428459999999},{"$f":"(Z68+Q68+AA68)*U67","v":871.73152957649813},{"$f":"(Z66+Q66+AA66)*T65","v":307.33445262115879},{"$f":"IF(X66>0,(Z66+Q66+AA66)*X65,\"\")","v":""},{"$f":"SUM(Z66:AB66)","v":1200.7964106576569},{"$f":"IF(AE65=\"\",\"\",$AD66*AE65)","v":413.05184206158174},{"$f":"IF(AF65=\"\",\"\",$AD66*AF65)","v":350.17472518345267},{"$f":"IF(AG65=\"\",\"\",$AD66*AG65)","v":213.16171548757043},{"$f":"IF(AH65=\"\",\"\",$AD66*AH65)","v":224.40812792505199},{"$f":"IF(AI65=\"\",\"\",$AD66*AI65)","v":""},1200.7964106576569,{"$f":"+T66","v":372.24999976599997},{"$f":"IF(D66=\"MAR\",IF((AK66-AA66)<0,0,AK66-AA66),IF(D66=\"Cerrada\",IF((AK66-AA66)<0,0,AK66-AA66),IF((AK66-AB66)<0,0,AK66-AB66)))","v":64.915547144841184},{"$f":"IF(X66=0,\"\",IF(X66-AC66<0,0,X66-AC66))","v":""},{"$f":"IF(D66=\"MAR\",0,IF(D66=\"Cerrada\",0,AA66))","v":871.73152957649813},{"$f":"IF(S66-AN66<0,0,S66-AN66)","v":188.71809315350197},{"$f":"IF(D66=\"MAR\",IF(Z66+Q66+AA66=0,\"Infinito\",(I66+T66+X66)/(Z66+Q66)),IF(D66=\"Cerrada\",IF(Z66+Q66+AA66=0,\"Infinito\",(I66+T66+X66)/(Z66+Q66)),IF(Z66+Q66+AA66=0,\"Infinito\",(I66+T66+X66)/(Z66+Q66+AA66))))","v":1.2112211845798506},{"$f":"IF(AP66<1.4,\"1\", IF(AP66<3,\"2\", IF(AP66<9,\"3\", \"4\")))","v":"1"},{"$f":"IF(AP66<1.4,\"ROJO\", IF(AP66<3,\"AMARILLO\", IF(AP66<9,\"VERDE\", \"AZUL\")))","v":"ROJO"},{"$f":"IF(AP66<1.4,\"Déficit\", IF(AP66<3,\"Equilibrio\", IF(AP66<9,\"Disponibilidad\", \"Abundante\")))","v":"Déficit"},{"$f":"IF(I66+T66+X66<=0,0,I66+T66+X66)","v":1082.1800511900001},{"$f":"IF(D66=\"MAR\",Z66+Q66,IF(D66=\"Cerrada\",Z66+Q66,Z66+Q66+AA66))","v":893.46195803649812},null,64.915547144841184]
[null,null,null,null,null,null,null,null,null,null,null,null,null,null,null,null,null,null,null,{"$f":"IF(T68=0,\"\",T68/(SUM($T68:$X68)))","v":0.25266461206297952},{"$f":"IF(U68=0,\"\",U68/(SUM($T68:$X68)))","v":0.74733538793702037},{"$f":"IF(V68=0,\"\",V68/(SUM($T68:$X68)))","v":""},{"$f":"IF(W68=0,\"\",W68/(SUM($T68:$X68)))","v":""},{"$f":"IF(X68=0,\"\",X68/(SUM($T68:$X68)))","v":""},0.99999999999999989,null,null,null,null,null,{"$f":"IF(T67=0,\"\",T67)","v":0.25266461206297952},{"$f":"IF(U67=0,\"\",U67)","v":0.74733538793702037},{"$f":"IF(V67=0,\"\",V67)","v":""},{"$f":"IF(W67=0,\"\",W67)","v":""},{"$f":"IF(X67=0,\"\",X67)","v":""},0.99999999999999989]
["F",{"$f":"A68","v":"F"},{"$f":"A68","v":"F"},"I",null,null,null,{"$f":"C13","v":357.68400000000003},{"$f":"+S66","v":1060.4496227300001},{"$f":"J13","v":0},{"$f":"I13","v":0.84056188249999997},{"$f":"SUM(H68:K68)","v":1418.9741846125},{"$f":"H13","v":2.6903183500000001},{"$f":"L13","v":0},{"$f":"K13","v":0},{"$f":"SUM(M68:O68)","v":2.6903183500000001},{"$f":"M13","v":0},{"$f":"L68-P68-Q68","v":1416.2838662624999},{"$f":"IF(R68<0,0,R68)","v":1416.2838662624999},{"$f":"K68+H68","v":358.52456188250005},{"$f":"+S66","v":1060.4496227300001},null,null,{"$f":"J68","v":0},1418.9741846125003,{"$f":"+P68","v":2.6903183500000001},{"$f":"(Z74+Q74+AA74)*V73","v":1163.7625803717729},{"$f":"(Z68+Q68+AA68)*T67","v":294.72136914527471},{"$f":"IF(X68>0,(Z68+Q68+AA68)*X67,\"\")","v":""},{"$f":"SUM(Z68:AB68)","v":1461.1742678670475},{"$f":"IF(AE67=\"\",\"\",$AD68*AE67)","v":369.18702954703571},{"$f":"IF(AF67=\"\",\"\",$AD68*AF67)","v":1091.9872383200118},{"$f":"IF(AG67=\"\",\"\",$AD68*AG67)","v":""},{"$f":"IF(AH67=\"\",\"\",$AD68*AH67)","v":""},{"$f":"IF(AI67=\"\",\"\",$AD68*AI67)","v":""},1461.1742678670475,{"$f":"+T68","v":358.52456188250005},{"$f":"IF(D68=\"MAR\",IF((AK68-AA68)<0,0,AK68-AA68),IF(D68=\"Cerrada\",IF((AK68-AA68)<0,0,AK68-AA68),IF((AK68-AB68)<0,0,AK68-AB68)))","v":63.803192737225345},{"$f":"IF(X68=0,\"\",IF(X68-AC68<0,0,X68-AC68))","v":""},{"$f":"IF(D68=\"MAR\",0,IF(D68=\"Cerrada\",0,AA68))","v":1163.7625803717729},{"$f":"IF(S68-AN68<0,0,S68-AN68)","v":252.52128589072709},{"$f":"IF(D68=\"MAR\",IF(Z68+Q68+AA68=0,\"Infinito\",(I68+T68+X68)/(Z68+Q68)),IF(D68=\"Cerrada\",IF(Z68+Q68+AA68=0,\"Infinito\",(I68+T68+X68)/(Z68+Q68)),IF(Z68+Q68+AA68=0,\"Infinito\",(I68+T68+X68)/(Z68+Q68+AA68))))","v":1.2164864832240085},{"$f":"IF(AP68<1.4,\"1\", IF(AP68<3,\"2\", IF(AP68<9,\"3\", \"4\")))","v":"1"},{"$f":"IF(AP68<1.4,\"ROJO\", IF(AP68<3,\"AMARILLO\", IF(AP68<9,\"VERDE\", \"AZUL\")))","v":"ROJO"},{"$f":"IF(AP68<1.4,\"Déficit\", IF(AP68<3,\"Equilibrio\", IF(AP68<9,\"Disponibilidad\", \"Abundante\")))","v":"Déficit"},{"$f":"IF(I68+T68+X68<=0,0,I68+T68+X68)","v":1418.9741846125003},{"$f":"IF(D68=\"MAR\",Z68+Q68,IF(D68=\"Cerrada\",Z68+Q68,Z68+Q68+AA68))","v":1166.452898721773},null,63.803192737225345]
[null,null,null,null,null,null,null,null,null,null,null,null,null,null,null,null,null,null,null,{"$f":"IF(T70=0,\"\",T70/(SUM($T70:$X70)))","v":1},{"$f":"IF(U70=0,\"\",U70/(SUM($T70:$X70)))","v":""},{"$f":"IF(V70=0,\"\",V70/(SUM($T70:$X70)))","v":""},{"$f":"IF(W70=0,\"\",W70/(SUM($T70:$X70)))","v":""},{"$f":"IF(X70=0,\"\",X70/(SUM($T70:$X70)))","v":""},1,null,null,null,null,null,{"$f":"IF(T69=0,\"\",T69)","v":1},{"$f":"IF(U69=0,\"\",U69)","v":""},{"$f":"IF(V69=0,\"\",V69)","v":""},{"$f":"IF(W69=0,\"\",W69)","v":""},{"$f":"IF(X69=0,\"\",X69)","v":""},1]
["G",{"$f":"A70","v":"G"},{"$f":"A70","v":"G"},"H",null,null,null,{"$f":"C14","v":70.825999999999993},null,{"$f":"J14","v":0},{"$f":"I14","v":0.13106445000000005},{"$f":"SUM(H70:K70)","v":70.95706444999999},{"$f":"H14","v":0.80423100000000003},{"$f":"L14","v":0},{"$f":"K14","v":0},{"$f":"SUM(M70:O70)","v":0.80423100000000003},{"$f":"M14","v":0},{"$f":"L70-P70-Q70","v":70.152833449999989},{"$f":"IF(R70<0,0,R70)","v":70.152833449999989},{"$f":"K70+H70","v":70.95706444999999},null,null,null,{"$f":"J70","v":0},70.95706444999999,{"$f":"+P70","v":0.80423100000000003},{"$f":"(Z72+Q72+AA72)*U71","v":60.087949434797558},{"$f":"Z70+Q70+AA70","v":60.892180434797559},{"$f":"IF(X70>0,(Z70+Q70+AA70)*X69,\"\")","v":""},{"$f":"SUM(Z70:AB70)","v":121.78436086959512},{"$f":"IF(AE69=\"\",\"\",$AD70*AE69)","v":121.78436086959512},{"$f":"IF(AF69=\"\",\"\",$AD70*AF69)","v":""},{"$f":"IF(AG69=\"\",\"\",$AD70*AG69)","v":""},{"$f":"IF(AH69=\"\",\"\",$AD70*AH69)","v":""},{"$f":"IF(AI69=\"\",\"\",$AD70*AI69)","v":""},121.78436086959512,{"$f":"+T70","v":70.95706444999999},{"$f":"IF(D70=\"MAR\",IF((AK70-AA70)<0,0,AK70-AA70),IF(D70=\"Cerrada\",IF((AK70-AA70)<0,0,AK70-AA70),IF((AK70-AB70)<0,0,AK70-AB70)))","v":10.064884015202431},{"$f":"IF(X70=0,\"\",IF(X70-AC70<0,0,X70-AC70))","v":""},{"$f":"IF(D70=\"MAR\",0,IF(D70=\"Cerrada\",0,AA70))","v":60.087949434797558},{"$f":"IF(S70-AN70<0,0,S70-AN70)","v":10.064884015202431},{"$f":"IF(D70=\"MAR\",IF(Z70+Q70+AA70=0,\"Infinito\",(I70+T70+X70)/(Z70+Q70)),IF(D70=\"Cerrada\",IF(Z70+Q70+AA70=0,\"Infinito\",(I70+T70+X70)/(Z70+Q70)),IF(Z70+Q70+AA70=0,\"Infinito\",(I70+T70+X70)/(Z70+Q70+AA70))))","v":1.1652902547311432},{"$f":"IF(AP70<1.4,\"1\", IF(AP70<3,\"2\", IF(AP70<9,\"3\", \"4\")))","v":"1"},{"$f":"IF(AP70<1.4,\"ROJO\", IF(AP70<3,\"AMARILLO\", IF(AP70<9,\"VERDE\", \"AZUL\")))","v":"ROJO"},{"$f":"IF(AP70<1.4,\"Déficit\", IF(AP70<3,\"Equilibrio\", IF(AP70<9,\"Disponibilidad\", \"Abundante\")))","v":"Déficit"},{"$f":"IF(I70+T70+X70<=0,0,I70+T70+X70)","v":70.95706444999999},{"$f":"IF(D70=\"MAR\",Z70+Q70,IF(D70=\"Cerrada\",Z70+Q70,Z70+Q70+AA70))","v":60.892180434797559},null,10.064884015202431]
[null,null,null,null,null,null,null,null,null,null,null,null,null,null,null,null,null,null,null,{"$f":"IF(T72=0,\"\",T72/(SUM($T72:$X72)))","v":0.87341802912940592},{"$f":"IF(U72=0,\"\",U72/(SUM($T72:$X72)))","v":0.12658197087059406},{"$f":"IF(V72=0,\"\",V72/(SUM($T72:$X72)))","v":""},{"$f":"IF(W72=0,\"\",W72/(SUM($T72:$X72)))","v":""},{"$f":"IF(X72=0,\"\",X72/(SUM($T72:$X72)))","v":""},1,null,null,null,null,null,{"$f":"IF(T71=0,\"\",T71)","v":0.87341802912940592},{"$f":"IF(U71=0,\"\",U71)","v":0.12658197087059406},{"$f":"IF(V71=0,\"\",V71)","v":""},{"$f":"IF(W71=0,\"\",W71)","v":""},{"$f":"IF(X71=0,\"\",X71)","v":""},1]
["H",{"$f":"A72","v":"H"},{"$f":"A72","v":"H"},"I",null,null,null,{"$f":"C15","v":398.9},{"$f":"+S70","v":70.152833449999989},{"$f":"J15","v":0},{"$f":"I15","v":85.155897600000003},{"$f":"SUM(H72:K72)","v":554.20873104999998},{"$f":"H15","v":108.25557999999999},{"$f":"L15","v":0},{"$f":"K15","v":0},{"$f":"SUM(M72:O72)","v":108.25557999999999},{"$f":"M15","v":0},{"$f":"L72-P72-Q72","v":445.95315104999997},{"$f":"IF(R72<0,0,R72)","v":445.95315104999997},{"$f":"K72+H72","v":484.05589759999998},{"$f":"+R70","v":70.152833449999989},null,null,{"$f":"J72","v":0},554.20873104999998,{"$f":"+P72","v":108.25557999999999},{"$f":"(Z74+Q74+AA74)*U73","v":366.44037410412778},{"$f":"(Z72+AA72+Q72)*T71","v":414.60800466933023},{"$f":"IF(X72>0,(Z72+Q72+AA72)*X71,\"\")","v":""},{"$f":"SUM(Z72:AB72)","v":889.30395877345802},{"$f":"IF(AE71=\"\",\"\",$AD72*AE71)","v":776.7341109688922},{"$f":"IF(AF71=\"\",\"\",$AD72*AF71)","v":112.56984780456584},{"$f":"IF(AG71=\"\",\"\",$AD72*AG71)","v":""},{"$f":"IF(AH71=\"\",\"\",$AD72*AH71)","v":""},{"$f":"IF(AI71=\"\",\"\",$AD72*AI71)","v":""},889.30395877345802,{"$f":"+T72","v":484.05589759999998},{"$f":"IF(D72=\"MAR\",IF((AK72-AA72)<0,0,AK72-AA72),IF(D72=\"Cerrada\",IF((AK72-AA72)<0,0,AK72-AA72),IF((AK72-AB72)<0,0,AK72-AB72)))","v":69.447892930669752},{"$f":"IF(X72=0,\"\",IF(X72-AC72<0,0,X72-AC72))","v":""},{"$f":"IF(D72=\"MAR\",0,IF(D72=\"Cerrada\",0,AA72))","v":366.44037410412778},{"$f":"IF(S72-AN72<0,0,S72-AN72)","v":79.51277694587219},{"$f":"IF(D72=\"MAR\",IF(Z72+Q72+AA72=0,\"Infinito\",(I72+T72+X72)/(Z72+Q72)),IF(D72=\"Cerrada\",IF(Z72+Q72+AA72=0,\"Infinito\",(I72+T72+X72)/(Z72+Q72)),IF(Z72+Q72+AA72=0,\"Infinito\",(I72+T72+X72)/(Z72+Q72+AA72))))","v":1.1675025376947505},{"$f":"IF(AP72<1.4,\"1\", IF(AP72<3,\"2\", IF(AP72<9,\"3\", \"4\")))","v":"1"},{"$f":"IF(AP72<1.4,\"ROJO\", IF(AP72<3,\"AMARILLO\", IF(AP72<9,\"VERDE\", \"AZUL\")))","v":"ROJO"},{"$f":"IF(AP72<1.4,\"Déficit\", IF(AP72<3,\"Equilibrio\", IF(AP72<9,\"Disponibilidad\", \"Abundante\")))","v":"Déficit"},{"$f":"IF(I72+T72+X72<=0,0,I72+T72+X72)","v":554.20873104999998},{"$f":"IF(D72=\"MAR\",Z72+Q72,IF(D72=\"Cerrada\",Z72+Q72,Z72+Q72+AA72))","v":474.69595410412779},null,69.447892930669752]
[null,null,null,null,null,null,null,null,null,null,null,null,null,null,null,null,null,null,null,{"$f":"IF(T74=0,\"\",T74/(SUM($T74:$X74)))","v":0.12213109059586826},{"$f":"IF(U74=0,\"\",U74/(SUM($T74:$X74)))","v":0.21022480098831817},{"$f":"IF(V74=0,\"\",V74/(SUM($T74:$X74)))","v":0.66764410841581356},{"$f":"IF(W74=0,\"\",W74/(SUM($T74:$X74)))","v":""},{"$f":"IF(X74=0,\"\",X74/(SUM($T74:$X74)))","v":""},1,null,null,null,null,null,{"$f":"IF(T73=0,\"\",T73)","v":0.12213109059586826},{"$f":"IF(U73=0,\"\",U73)","v":0.21022480098831817},{"$f":"IF(V73=0,\"\",V73)","v":0.66764410841581356},{"$f":"IF(W73=0,\"\",W73)","v":""},{"$f":"IF(X73=0,\"\",X73)","v":""},1]
["I",{"$f":"A74","v":"I"},{"$f":"A74","v":"I"},"MAR",null,null,null,{"$f":"C16","v":238.565},{"$f":"+S68+S72","v":1862.2370173125},{"$f":"J16","v":0},{"$f":"I16","v":20.513588427000002},{"$f":"SUM(H74:K74)","v":2121.3156057394999},{"$f":"H16","v":103.08821976000002},{"$f":"L16","v":0},{"$f":"K16","v":0},{"$f":"SUM(M74:O74)","v":103.08821976000002},{"$f":"M16","v":0},{"$f":"L74-P74-Q74","v":2018.2273859795},{"$f":"IF(R74<0,0,R74)","v":2018.2273859795},{"$f":"K74+H74","v":259.078588427},{"$f":"+S72","v":445.95315104999997},{"$f":"+S68","v":1416.2838662624999},null,{"$f":"J74","v":0},2121.3156057394999,{"$f":"+P74","v":103.08821976000002},1640,{"$f":"(Z74+Q74+AA74)*T73","v":212.88526528409926},{"$f":"IF(X74>0,(Z74+Q74+AA74)*X73,\"\")","v":""},{"$f":"SUM(Z74:AB74)","v":1955.9734850440991},{"$f":"IF(AE73=\"\",\"\",$AD74*AE73)","v":238.88517490503702},{"$f":"IF(AF73=\"\",\"\",$AD74*AF73)","v":411.19413663182286},{"$f":"IF(AG73=\"\",\"\",$AD74*AG73)","v":1305.8941735072392},{"$f":"IF(AH73=\"\",\"\",$AD74*AH73)","v":""},{"$f":"IF(AI73=\"\",\"\",$AD74*AI73)","v":""},1955.9734850440991,{"$f":"+T74","v":259.078588427},{"$f":"IF(D74=\"MAR\",IF((AK74-AA74)<0,0,AK74-AA74),IF(D74=\"Cerrada\",IF((AK74-AA74)<0,0,AK74-AA74),IF((AK74-AB74)<0,0,AK74-AB74)))","v":0},{"$f":"IF(X74=0,\"\",IF(X74-AC74<0,0,X74-AC74))","v":""},{"$f":"AA74","v":1640},{"$f":"IF(S74-AN74<0,0,S74-AN74)","v":378.22738597950001},{"$f":"IF(D74=\"MAR\",IF(Z74+Q74+AA74=0,\"Infinito\",(I74+T74+X74)/(Z74+Q74)),IF(D74=\"Cerrada\",IF(Z74+Q74+AA74=0,\"Infinito\",(I74+T74+X74)/(Z74+Q74)),IF(Z74+Q74+AA74=0,\"Infinito\",(I74+T74+X74)/(Z74+Q74+AA74))))","v":20.577672314820656},{"$f":"IF(AP74<1.4,\"1\", IF(AP74<3,\"2\", IF(AP74<9,\"3\", \"4\")))","v":"4"},{"$f":"IF(AP74<1.4,\"ROJO\", IF(AP74<3,\"AMARILLO\", IF(AP74<9,\"VERDE\", \"AZUL\")))","v":"AZUL"},{"$f":"IF(AP74<1.4,\"Déficit\", IF(AP74<3,\"Equilibrio\", IF(AP74<9,\"Disponibilidad\", \"Abundante\")))","v":"Abundante"},{"$f":"IF(I74+T74+X74<=0,0,I74+T74+X74)","v":2121.3156057394999},{"$f":"IF(D74=\"MAR\",Z74+Q74,IF(D74=\"Cerrada\",Z74+Q74,Z74+Q74+AA74))","v":103.08821976000002},null,{"$f":"AK74-AB74","v":46.193323142900738}]
[]
[null,null,null,null,null,null,null,null,null,null,null,null,null,null,null,null,null,null,null,null,null,null,null,null,null,null,null,null,"Comprobación  ",null,null,null,null,null,null,null,"SDxx   ",null,null,"Ab   "]
[null,null,null,null,null,null,null,null,null,null,null,null,null,null,null,null,null,null,null,null,null,null,null,null,null,null,null,null,null,null,null,null,null,null,null,null,{"$f":"SUM(AL58:AM74)","v":332.0340628365995},"hm3",null,{"$f":"+S74","v":2018.2273859795},"hm3"]

{"sheet":"RH-15","index":14,"n_rows":79,"n_cols":66,"rows_kept":79,"cut":false,"hidden":false,"merged":[[1,1,1,14],[3,1,3,14],[2,1,2,14],[4,0,4,16]]}
[]
[null,"GERENCIA DE AGUAS SUPERFICIALES E INGENIERÍA DE RÍOS"]
[null,"REGION HIDROLOGICA No 15"]
[null,"COSTA DE JALISCO"]
[]
[]
["Cuenca","Nombre","Cp","Ar","Uc (a)","Uc (b)","Uc (c)","Uc","R","Im","Ex","Ev ","Δv","Ab","Rxy","Ab - Rxy","D",null,"ECUACIONES"]
[1,"Río Tecolotán",149.483,0,0.21516399999999999,122.20699999999999,0,{"$f":"E8+F8+G8","v":122.422164},122.30622799999999,0,0,0,0,{"$f":"C8+D8+I8+J8-H8-K8-L8-M8","v":149.36706399999997},0,{"$f":"N8-O8","v":149.36706399999997},{"$f":"P8","v":149.36706399999997}]
[2,"Río Ipala",115.968,0,2.282073,0,0,{"$f":"E9+F9+G9","v":2.282073},2.17530475,0,0,0,0,{"$f":"C9+D9+I9+J9-H9-K9-L9-M9","v":115.86123175},62.625999999999998,53.235231750000004,53.235231750000004,null,"Ab = Cp + Ar + R + Im - (Uc(a) + Uc(b) + Uc(c) + Ev + Ex + Av)"]
[3,"Río María García",199.80199999999999,0,213.18948599999999,0.16,0,213.34948599999998,43.214314499999986,212.47,0,0,0,242.13682849999995,0,242.13682849999995,242.13682849999995,null,"D = Ab - Rxy"]
[4,"Río Tomatlán A",854.83810810810803,{"$f":"$I$77","v":0},995.655394,0,0,995.655394,533.40229550000004,0,0,26.736999999999998,2.4910000000000001,363.35700960810794,{"$f":"$BE$77","v":267.90416683491713},95.45284277319081,95.45284277319081]
[5,"Río Tomatlán B",316.28100000000001,{"$f":"$I$79","v":363.357009608108},155.94216700000007,0,0,155.94216700000007,493.98032225000009,0,212.47,0,0,805.20616485810785,{"$f":"$AJ$79","v":496.9},308.30616485810788,308.30616485810788,null,"SIMBOLOGIA"]
[6,"Río San Nicolas A",442.18900000000002,0,14.190713800000001,0.62344824999999993,0,14.81416205,4.4001515600000003,0,0,0,0,431.77498951000001,316.67,115.10498951,115.10498951]
[7,"Río San Nicolas B",40.794732081323609,0,1.6365649999999998,0,0,1.6365649999999998,0.98883255000000003,0,0,0,0,40.146999631323609,39.049999999999997,1.0969996313236123,1.0969996313236123,null,"Cp.- Volumen medio anual de escurrimiento natural "]
[8,"Río Cuitzmala",207.48599999999999,0,6.2812602999999996,0.22895018,0,6.5102104799999996,1.4824285610000003,0,0,0,0,202.45821808099998,153,49.458218080999984,49.458218080999984,null,"Ar.- Volumen medio anual de escurrimiento desde la cuenca aguas arriba"]
[9,"Río Purificación",475.83600000000001,0,46.943308650000006,0.52002000000000004,0,47.463328650000008,11.476301892499977,0,0,0,0,439.84897324249999,186.81,253.03897324249999,253.03897324249999,null,"Uc (a).- Volumen anual de extracción de agua superficial mediante títulos inscritos actualmente en el REPDA"]
[10,"Río Marabasco A",499.92423841162974,0,72.642860609999985,3.3259999999999998E-2,0,72.676120609999984,16.953892776500005,0,0,0,0,444.20201057812972,269.79199999999997,174.41001057812974,174.41001057812974,null,"Uc (b).- Volumen anual de extracción de agua superficial de títulos en proceso de inscripción en el REPDA"]
[11,"Río Marabasco B",210.43923451651003,0,12.476022499999999,0,0,12.476022499999999,5.3632560750000016,0,0,88.603999999999999,0,114.72246809151004,0,114.72246809151004,114.72246809151004,null,"Uc (c).- Volumen anual correspondiente a las reservas y las zonas reglamentadas"]
[null,"Totales",{"$f":"SUM(C8:C18)","v":3513.0413131175715},null,{"$f":"SUM(E8:E18)","v":1521.4550148600001},{"$f":"SUM(F8:F18)","v":123.77267842999998},{"$f":"SUM(G8:G18)","v":0},{"$f":"SUM(H8:H18)","v":1645.2276932900002},1235.7433284150002,212.47,212.47,115.34099999999999,2.4910000000000001,null,null,null,{"$f":"SUM(Q8:Q18)-Q11","v":1460.876948242571},null,"R.- Volumen anual de retornos"]
["Valores  en millones de metros cúbicos",null,null,null,null,null,null,null,null,null,null,null,null,null,null,null,null,null,"Im.- Volumen anual de importaciones"]
[null,null,null,null,null,null,null,null,null,null,null,null,null,null,null,null,null,null,"Ex.- Volumen anual de exportaciones"]
[null,null,null,null,null,null,null,null,null,null,null,null,null,null,null,null,null,null,"Ev.- Volumen medio anual de evaporación en embalses"]
[null,null,null,null,null,null,null,null,null,null,null,null,null,null,null,null,null,null,"Av.- Volumen medio anual de variación de almacenamiento en embalses"]
[null,null,null,null,null,null,null,null,null,null,null,null,null,null,null,null,null,null,"Ab.- Volumen medio anual de escurrimiento de la cuenca hacia aguas abajo "]
[null,null,null,null,null,null,null,null,null,null,null,null,null,null,null,null,null,null,"Rxy.- Volumen anual actual comprometido aguas abajo y volumenes decretados para reservas medio ambiente"]
[null,null,null,null,null,null,null,null,null,null,null,null,null,null,null,null,null,null,"D.- Disponibilidad media anual de agua superficial en la cuenca hidrológica "]
[]
[]
[]
[]
[]
[]
[]
[null,null," "]
[]
[]
[]
[]
[]
[]
[]
[]
[]
[]
[]
[]
[]
[]
[]
[]
[]
[]
[]
[]
[]
[]
[]
[]
[]
[]
[]
[]
[]
[]
[]
[]
[]
[]
[]
[]
[]
["SUBREGION HIDROLOGICA QUE COMPRENDE COSTA DE JALISCO"]
["No LINEA","CUENCA O REGION","CONEXION",null,null,null,null,"OFERTA  POTENCIAL",null,null,null,null,"DEMANDA CONSUNTIVA",null,null,null,null,null,null,null,"OFERTA REAL",null,null,null,null,null,null,null,null,null,null,null,null,null,"EXTRACC Y VOLS RESERV PARA A ABAJO",null,null,null,null,null,null,null,null,null,null,null,null,null,null,null,null,null,null,"POR CUENCA PROPIA",null,null,"A LA SAL. DEL C PRINCIPAL",null,"DISPONIBILIDAD RELATIVA",null,null,null,"OFERTA - DEMANDA",null,null,"Disponibilidad Hídrica"]
[null,"HIDROLOGICA","DE ","HACIA",null,null,null,"Cp","Cp A Arriba","Im","R","TOTAL","Uc","Ev","Ex","TOTAL","TOTAL ACUM.","Dv","Ab","Ab","Cp","Ar1","Ar2","Ar3","Ar4","Ar5","Ar6","Ar7","Ar8","Ar9","Ar10","Ar11","Im","TOTAL","Uc","Re1","Re2","RImp","TOTAL","para Cp","para Ar1","para Ar2","para Ar3","para Ar4","para Ar5","para Ar6","para Ar7","para Ar8","para Ar9","para Ar10","para Ar11","para Im","TOTAL","RESERVADO","DISPONIBLE","DImp","RESERVADO","DISPONIBLE","INDICE","CLAVE","COLOR",null,"OFERTA","DEMANDA","Indice"]
["Cuenca Río Matape"]
[null,null,null,null,null,null,null,null,null,null,null,null,null,null,null,null,null,null,null,null,{"$f":"IF(U77=0,\"\",U77/(SUM($U77:$AG77)))","v":1},"","","","","","","","","","","","",{"$f":"SUM(U76:AG76)","v":1},null,null,null,null,null,{"$f":"IF(U76=0,\"\",U76)","v":1},"","","","","","","","","","","","",{"$f":"SUM(AN76:AZ76)","v":1}]
["A",{"$f":"A77","v":"A"},{"$f":"A77","v":"A"},"B",null,null,null,{"$f":"C11","v":854.83810810810803},null,{"$f":"J11","v":0},{"$f":"I11","v":533.40229550000004},{"$f":"SUM(H77:K77)","v":1388.240403608108},{"$f":"H11","v":995.655394},{"$f":"L11","v":26.736999999999998},{"$f":"K11","v":0},{"$f":"SUM(M77:O77)","v":1022.392394},{"$f":"+P77","v":1022.392394},{"$f":"M11","v":2.4910000000000001},{"$f":"L77-Q77-R77","v":363.357009608108},{"$f":"IF(S77<0,0,S77)","v":363.357009608108},{"$f":"K77+H77","v":1388.240403608108},null,null,null,null,null,null,null,null,null,null,null,{"$f":"J77","v":0},{"$f":"SUM(U77:AG77)","v":1388.240403608108},{"$f":"+Q77","v":1022.392394},{"$f":"(AI79+R79+AJ79)*V78","v":267.90416683491713},{"$f":"AI77+R77+AJ77","v":1292.787560834917},{"$f":"IF(AG77>0,(AI77+R77+AJ77)*AG76,\"\")","v":""},{"$f":"SUM(AI77:AK77)","v":2583.0841216698341},{"$f":"IF(AN76=\"\",\"\",$AM77*AN76)","v":2583.0841216698341},"","","","","","","","","","","","",{"$f":"SUM(AN77:AZ77)","v":2583.0841216698341},{"$f":"+U77","v":1388.240403608108},{"$f":"IF(D77=\"MAR\",IF((BB77-AJ77)<0,0,BB77-AJ77),IF(D77=\"Cerrada\",IF((BB77-AJ77)<0,0,BB77-AJ77),IF((BB77-AK77)<0,0,BB77-AK77)))","v":95.452842773190923},{"$f":"IF(AG77=0,\"\",IF(AG77-AL77<0,0,AG77-AL77))","v":""},{"$f":"IF(D77=\"MAR\",0,IF(D77=\"Cerrada\",0,AJ77))","v":267.90416683491713},{"$f":"IF(T77-BE77<0,0,T77-BE77)","v":95.452842773190866},{"$f":"IF(D77=\"MAR\",IF(AI77+R77+AJ77=0,\"Infinito\",(I77+U77+AG77)/(AI77+R77)),IF(D77=\"Cerrada\",IF(AI77+R77+AJ77=0,\"Infinito\",(I77+U77+AG77)/(AI77+R77)),IF(AI77+R77+AJ77=0,\"Infinito\",(I77+U77+AG77)/(AI77+R77+AJ77))))","v":1.0738349019320272},{"$f":"IF(BG77<1.4,\"1\", IF(BG77<3,\"2\", IF(BG77<9,\"3\", \"4\")))","v":"1"},{"$f":"IF(BG77<1.4,\"ROJO\", IF(BG77<3,\"AMARILLO\", IF(BG77<9,\"VERDE\", \"AZUL\")))","v":"ROJO"},{"$f":"IF(BG77<1.4,\"Déficit\", IF(BG77<3,\"Equilibrio\", IF(BG77<9,\"Disponibilidad\", \"Abundante\")))","v":"Déficit"},{"$f":"I77+U77+AG77","v":1388.240403608108},{"$f":"IF(D77=\"MAR\",AI77+R77,IF(D77=\"Cerrada\",AI77+R77,AI77+R77+AJ77))","v":1292.787560834917},{"$f":"BK77/BL77","v":1.0738349019320272},{"$f":"SUM(BC77:BD77)","v":95.452842773190923}]
[null,null,null,null,null,null,null,null,null,null,null,null,null,null,null,null,null,null,null,null,{"$f":"IF(U79=0,\"\",U79/(SUM($U79:$AG79)))","v":0.69039593218279904},0.30960406781720096,"","","","","","","","","","","",{"$f":"SUM(U78:AG78)","v":1},null,null,null,null,null,{"$f":"IF(U78=0,\"\",U78)","v":0.69039593218279904},0.30960406781720096,"","","","","","","","","","","",{"$f":"SUM(AN78:AZ78)","v":1}]
["B",{"$f":"A79","v":"B"},{"$f":"A79","v":"B"},"MAR",null,null,null,{"$f":"C12","v":316.28100000000001},{"$f":"T77","v":363.357009608108},{"$f":"J12","v":0},{"$f":"I12","v":493.98032225000009},{"$f":"SUM(H79:K79)","v":1173.6183318581079},{"$f":"H12","v":155.94216700000007},{"$f":"L12","v":0},{"$f":"K12","v":212.47},{"$f":"SUM(M79:O79)","v":368.41216700000007},{"$f":"+P79","v":368.41216700000007},{"$f":"M12","v":0},{"$f":"L79-Q79-R79","v":805.20616485810785},{"$f":"IF(S79<0,0,S79)","v":805.20616485810785},{"$f":"K79+H79","v":810.26132225000015},{"$f":"T77","v":363.357009608108},null,null,null,null,null,null,null,null,null,null,{"$f":"J79","v":0},{"$f":"SUM(U79:AG79)","v":1173.6183318581081},{"$f":"+Q79","v":368.41216700000007},496.9,{"$f":"(AI79+R79+AJ79)*U78","v":597.40800016508297},{"$f":"IF(AG79>0,(AI79+R79+AJ79)*AG78,\"\")","v":""},{"$f":"SUM(AI79:AK79)","v":1462.720167165083},{"$f":"IF(AN78=\"\",\"\",$AM79*AN78)","v":1009.8560533325171},452.86411383256586,"","","","","","","","","","","",{"$f":"SUM(AN79:AZ79)","v":1462.720167165083},{"$f":"+U79","v":810.26132225000015},{"$f":"IF(D79=\"MAR\",IF((BB79-AJ79)<0,0,BB79-AJ79),IF(D79=\"Cerrada\",IF((BB79-AJ79)<0,0,BB79-AJ79),IF((BB79-AK79)<0,0,BB79-AK79)))","v":313.36132225000017},{"$f":"IF(AG79=0,\"\",IF(AG79-AL79<0,0,AG79-AL79))","v":""},{"$f":"AJ79","v":496.9},{"$f":"IF(T79-BE79<0,0,T79-BE79)","v":308.30616485810788},{"$f":"IF(D79=\"MAR\",IF(AI79+R79+AJ79=0,\"Infinito\",(I79+U79+AG79)/(AI79+R79)),IF(D79=\"Cerrada\",IF(AI79+R79+AJ79=0,\"Infinito\",(I79+U79+AG79)/(AI79+R79)),IF(AI79+R79+AJ79=0,\"Infinito\",(I79+U79+AG79)/(AI79+R79+AJ79))))","v":3.1856123032389099},{"$f":"IF(BG79<1.4,\"1\", IF(BG79<3,\"2\", IF(BG79<9,\"3\", \"4\")))","v":"3"},{"$f":"IF(BG79<1.4,\"ROJO\", IF(BG79<3,\"AMARILLO\", IF(BG79<9,\"VERDE\", \"AZUL\")))","v":"VERDE"},{"$f":"IF(BG79<1.4,\"Déficit\", IF(BG79<3,\"Equilibrio\", IF(BG79<9,\"Disponibilidad\", \"Abundante\")))","v":"Disponibilidad"},{"$f":"IF(I79+U79+AG79<=0,0,I79+U79+AG79)","v":1173.6183318581081},{"$f":"IF(D79=\"MAR\",AI79+R79,IF(D79=\"Cerrada\",AI79+R79,AI79+R79+AJ79))","v":368.41216700000007},{"$f":"BK79/BL79","v":3.1856123032389099},{"$f":"BB79-AK79","v":212.85332208491718}]

{"sheet":"RH-16","index":15,"n_rows":120,"n_cols":66,"rows_kept":120,"cut":false,"hidden":false,"merged":[[1,1,1,14],[2,1,2,14],[3,1,3,14],[4,0,4,16]]}
[]
[null,"GERENCIA DE AGUAS SUPERFICIALES E INGENIERÍA DE RÍOS"]
[null,"REGION HIDROLOGICA No 16 "]
[null,"ARMERIA-COAHUAYANA"]
[]
[]
["Cuenca","Nombre","Cp","Ar","Uc (a)","Uc (b)","Uc (c)","Uc","R","Im","Ex","Ev ","Δv","Ab","Rxy","Ab - Rxy","D",null,"ECUACIONES"]
[1,"Tacotan",156.47999999999999,{"$f":"I94","v":0},126.7757443,0,0,{"$f":"E8+F8+G8","v":126.7757443},0.34366561000000012,0,0,4.0540000000000003,0.49399999999999999,{"$f":"$T94","v":25.499921309999991},{"$f":"IF(D94=\"MAR\",0,IF(D94=\"Cerrada\",0,AJ94))","v":21.161288486157016},{"$f":"N8-O8","v":4.3386328238429748},{"$f":"IF(T94-BE94<0,0,T94-BE94)","v":4.3386328238429748}]
[2,"Corcovado",242.578,{"$f":"I96","v":25.499921309999991},272.6607995,0,0,{"$f":"E9+F9+G9","v":272.6607995},387.53574187499999,0,0,9.3859999999999992,7.1959999999999997,{"$f":"$T96","v":366.3708636849999},{"$f":"IF(D96=\"MAR\",0,IF(D96=\"Cerrada\",0,AJ96))","v":254.82279558414291},111.54806810085699,{"$f":"IF(T96-BE96<0,0,T96-BE96)","v":111.54806810085699},null,"Ab = Cp + Ar + R + Im - (Uc(a) + Uc(b) + Uc(c) + Ev + Ex + Av)"]
[3,"Las Piedras",155.97900000000001,{"$f":"I98","v":0},109.73252514000001,0,0,{"$f":"E10+F10+G10","v":109.73252514000001},2.7457377665000009,0,0,5.8390000000000004,-0.52200000000000002,{"$f":"$T98","v":43.67521262650002},{"$f":"IF(D98=\"MAR\",0,IF(D98=\"Cerrada\",0,AJ98))","v":30.912411445059675},12.762801181440345,{"$f":"IF(T98-BE98<0,0,T98-BE98)","v":12.762801181440345},null,"D = Ab - Rxy"]
[4,"El Rosario",214.465,{"$f":"I100","v":43.67521262650002},14.41756,0,0,14.41756,100.29088455,0,0,0,0,{"$f":"$T100","v":344.01353717650005},{"$f":"IF(D100=\"MAR\",0,IF(D100=\"Cerrada\",0,AJ100))","v":239.27255126236264},104.74098591413741,{"$f":"IF(T100-BE100<0,0,T100-BE100)","v":104.74098591413741}]
[5,"Canoas",233.8,{"$f":"I102","v":710.3844008614999},207.05015309999999,83.92,0,290.9701531,30.507377984999998,0,0,0,0,{"$f":"$T102","v":683.72162574649974},{"$f":"IF(D102=\"MAR\",0,IF(D102=\"Cerrada\",0,AJ102))","v":386.95953110134582},296.76209464515392,{"$f":"IF(T102-BE102<0,0,T102-BE102)","v":296.76209464515392},null,"SIMBOLOGIA"]
[6,"Armería",756.654,{"$f":"I104","v":683.72162574649974},873.12754931999996,5.3800980000000003,0,878.50764731999993,111.86596175700001,0,0,0,0,{"$f":"$T104","v":673.73394018349973},{"$f":"IF(D104=\"MAR\",0,IF(D104=\"Cerrada\",0,AJ104))","v":0},673.73394018349973,{"$f":"IF(T104-BE104<0,0,T104-BE104)","v":673.73394018349973}]
[7,"Quito",467.93799999999999,{"$f":"$I$114","v":0},60.508197069999994,1.0024001999999999,0,61.510597269999991,10.079350027000004,0,{"$f":"0","v":0},0,0,{"$f":"$T$114","v":416.50675275700002},{"$f":"$BE$114","v":172.30357078660342},{"$f":"N14-O14","v":244.2031819703966},{"$f":"$BF$114","v":244.2031819703966},null,"Cp.- Volumen medio anual de escurrimiento natural "]
[8,"Barreras",337.66399999999999,{"$f":"$I$116","v":0},12.721453860000002,2.4912500000000001E-2,0,12.746366360000001,2.9601219139999997,0,0,9.407,0.317,{"$f":"$T$116","v":318.15375555399999},{"$f":"$BE$116","v":131.61618095806742},{"$f":"N15-O15","v":186.53757459593257},{"$f":"$BF$116","v":186.53757459593257},null,"Ar.- Volumen medio anual de escurrimiento desde la cuenca aguas arriba"]
[9,"Coahuayana 1",648.37400000000002,{"$f":"$I$118","v":734.66050831100006},126.02190329000003,9.8920000000000008E-2,0,126.12082329000003,18.117865989499972,0,0,0,0,{"$f":"$T$118","v":1275.0315510104999},{"$f":"$BE$118","v":453.51817586196796},{"$f":"N16-O16","v":821.51337514853196},{"$f":"$BF$118","v":821.51337514853196},null,"Uc (a).- Volumen anual de extracción de agua superficial mediante títulos inscritos actualmente en el REPDA"]
[10,"Coahuayana 2",217.36799999999999,{"$f":"$I$120","v":1275.0315510104999},539.93874739,3.8640000000000001E-2,0,539.97738738999999,61.317737324999989,0,0,12.628,3.9E-2,{"$f":"$T$120","v":1001.0729009454999},{"$f":"$BE$120","v":0},{"$f":"N17-O17","v":1001.0729009454999},{"$f":"$BF$120","v":1001.0729009454999},null,"Uc (b).- Volumen anual de extracción de agua superficial de títulos en proceso de inscripción en el REPDA"]
[null,"Totales",{"$f":"SUM(C8:C17)","v":3431.2999999999997},null,{"$f":"SUM(E8:E17)","v":2342.9546329700001},90.464970700000009,0,2433.41960367,725.76444479899988,0,0,41.314,7.5239999999999991,null,null,{"$f":"SUM(P8:P17)","v":3457.2135555092923},{"$f":"Q17+Q13","v":1674.8068411289996},null,"Uc (c).- Volumen anual correspondiente a las reservas y las zonas reglamentadas"]
["Valores  en millones de metros cúbicos",null,null,null,null,null,null,null,"                                                                                            ",null,null,null,null,null,"                    ",null,null,null,"R.- Volumen anual de retornos"]
[null,null,null,null,null,null,null,null,null,null,null,null,null,null,null,null,null,null,"Im.- Volumen anual de importaciones"]
[null,null,null,null,null,null,null,null,"                          ","                        ",null,"           ",null,"                     ",null,null,null,null,"Ex.- Volumen anual de exportaciones"]
[null,null,null,null,null,null,null,null,null,null,null,null,null,null,null,null,null,null,"Ev.- Volumen medio anual de evaporación en embalses"]
[null,null,null,null,null,null,null,null,null,null,null,null,null,null,null,null,null,null,"Av.- Volumen medio anual de variación de almacenamiento en embalses"]
[null,null,null,null,null,null,null,null,null,null,null,null,null,null,null,null,null,null,"Ab.- Volumen medio anual de escurrimiento de la cuenca hacia aguas abajo "]
[null,null,null,null,null,null,null,null,null,null,null,null,null,null,null,null,null,null,"Rxy.- Volumen anual actual comprometido aguas abajo y volumenes decretados para reservas medio ambiente"]
[null,null,null,null,null,null,null,null,null,null,null,null,null,null,null,null,null,null,"D.- Disponibilidad media anual de agua superficial en la cuenca hidrológica "]
[]
[]
[]
[]
[]
[]
[]
[]
[]
[]
[]
[]
[]
[]
[]
[]
[]
[]
[]
[]
[]
[]
[]
[]
[]
[]
[]
[]
[]
[]
[]
[]
[]
[]
[]
[]
[]
[]
[]
[]
[]
[]
[]
[]
[]
[]
[]
[]
[]
[]
[]
[]
[]
[]
[]
[]
[]
[]
[]
[]
[]
[]
[]
["No LINEA","CUENCA O REGION","CONEXION",null,null,null,null,"OFERTA  POTENCIAL",null,null,null,null,"DEMANDA CONSUNTIVA",null,null,null,null,null,null,null,"OFERTA REAL",null,null,null,null,null,null,null,null,null,null,null,null,null,"EXTRACC Y VOLS RESERV PARA A ABAJO",null,null,null,null,null,null,null,null,null,null,null,null,null,null,null,null,null,null,"POR CUENCA PROPIA",null,null,"A LA SAL. DEL C PRINCIPAL",null,"DISPONIBILIDAD RELATIVA",null,null,null,"OFERTA - DEMANDA"]
[null,"HIDROLOGICA","DE ","HACIA",null,null,null,"Cp","Cp A Arriba","Im","R","TOTAL","Uc","Ev","Ex","TOTAL","TOTAL ACUM.","Dv","Ab","Ab","Cp","Ar1","Ar2","Ar3","Ar4","Ar5","Ar6","Ar7","Ar8","Ar9","Ar10","Ar11","Im","TOTAL","Uc","Re1","Re2","RImp","TOTAL","para Cp","para Ar1","para Ar2","para Ar3","para Ar4","para Ar5","para Ar6","para Ar7","para Ar8","para Ar9","para Ar10","para Ar11","para Im","TOTAL","RESERVADO","DISPONIBLE","DImp","RESERVADO","DISPONIBLE","INDICE","CLAVE","COLOR",null,"OFERTA","DEMANDA","Indice"]
["Cuenca del río Armería"]
[null,null,null,null,null,null,null,null,null,null,null,null,null,null,null,null,null,null,null,null,{"$f":"IF(U94=0,\"\",U94/(SUM($U94:$AG94)))","v":1},"","","",{"$f":"IF(Y94=0,\"\",Y94/(SUM($U94:$AG94)))","v":""},"","","","","","","","",{"$f":"SUM(U93:AG93)","v":1},null,null,null,null,null,{"$f":"IF(U93=0,\"\",U93)","v":1},{"$f":"IF(V93=0,\"\",V93)","v":""},{"$f":"IF(W93=0,\"\",W93)","v":""},{"$f":"IF(X93=0,\"\",X93)","v":""},{"$f":"IF(Y93=0,\"\",Y93)","v":""},"","","","","","",{"$f":"IF(AF93=0,\"\",AF93)","v":""},{"$f":"IF(AG93=0,\"\",AG93)","v":""},{"$f":"SUM(AN93:AZ93)","v":1}]
[1,"A",null,"B",null,null,null,{"$f":"C8","v":156.47999999999999},null,{"$f":"$J$8","v":0},{"$f":"I8","v":0.34366561000000012},{"$f":"SUM(H94:K94)","v":156.82366560999998},{"$f":"H8","v":126.7757443},{"$f":"$L$8","v":4.0540000000000003},{"$f":"K8","v":0},{"$f":"SUM(M94:O94)","v":130.82974429999999},{"$f":"+P94","v":130.82974429999999},{"$f":"$M$8","v":0.49399999999999999},{"$f":"L94-Q94-R94","v":25.499921309999991},{"$f":"IF(S94<0,0,S94)","v":25.499921309999991},{"$f":"K94+H94","v":156.82366560999998},null,null,null,null,null,null,null,null,null,null,null,{"$f":"J94","v":0},{"$f":"SUM(U94:AG94)","v":156.82366560999998},{"$f":"+Q94","v":130.82974429999999},{"$f":"(AI96+R96+AJ96)*V95","v":21.161288486157016},{"$f":"(AI94+R94+AJ94)*U93","v":152.48503278615701},{"$f":"IF(AG94>0,(AI94+R94+AJ94)*AG93,\"\")","v":""},{"$f":"SUM(AI94:AK94)","v":304.47606557231404},{"$f":"IF(AN93=\"\",\"\",$AM94*AN93)","v":304.47606557231404},"","","","","","","","","","","","",304.47606557231404,{"$f":"+U94","v":156.82366560999998},{"$f":"IF(D94=\"MAR\",IF((BB94-AJ94)<0,0,BB94-AJ94),IF(D94=\"Cerrada\",IF((BB94-AJ94)<0,0,BB94-AJ94),IF((BB94-AK94)<0,0,BB94-AK94)))","v":4.3386328238429712},{"$f":"IF(AG94=0,\"\",IF(AG94-AL94<0,0,AG94-AL94))","v":""},{"$f":"IF(D94=\"MAR\",0,IF(D94=\"Cerrada\",0,AJ94))","v":21.161288486157016},{"$f":"IF(T94-BE94<0,0,T94-BE94)","v":4.3386328238429748},{"$f":"IF(D94=\"MAR\",IF(AI94+R94+AJ94=0,\"Infinito\",(I94+U94+AG94)/(AI94+R94)),IF(D94=\"Cerrada\",IF(AI94+R94+AJ94=0,\"Infinito\",(I94+U94+AG94)/(AI94+R94)),IF(AI94+R94+AJ94=0,\"Infinito\",(I94+U94+AG94)/(AI94+R94+AJ94))))","v":1.0284528438271539},{"$f":"IF(BG94<1.4,\"1\", IF(BG94<3,\"2\", IF(BG94<9,\"3\", \"4\")))","v":"1"},{"$f":"IF(BG94<1.4,\"ROJO\", IF(BG94<3,\"AMARILLO\", IF(BG94<9,\"VERDE\", \"AZUL\")))","v":"ROJO"},{"$f":"IF(BG94<1.4,\"Déficit\", IF(BG94<3,\"Equilibrio\", IF(BG94<9,\"Disponibilidad\", \"Abundante\")))","v":"Déficit"},{"$f":"I94+U94+AG94","v":156.82366560999998},{"$f":"IF(D94=\"MAR\",AI94+R94,IF(D94=\"Cerrada\",AI94+R94,AI94+R94+AJ94))","v":152.48503278615701},{"$f":"IF(BK94=0,0,IF(BL94=0,\"Infinito\",BK94/BL94))","v":1.0284528438271539},{"$f":"IF(BM94-BG94=0,\"\",\"CHECAR\")","v":""}]
[null,null,null,null,null,null,null,null,null,null,null,null,null,null,null,null,null,null,null,null,{"$f":"IF(U96=0,\"\",U96/(SUM($U96:$AG96)))","v":0.96110526253202189},3.8894737467978099E-2,"","","","","","","","","","","",1,null,null,null,null,null,{"$f":"IF(U95=0,\"\",U95)","v":0.96110526253202189},3.8894737467978099E-2,"","","","","","","","","","","",1]
[2,"B","A","E",null,null,null,{"$f":"C9","v":242.578},{"$f":"T94","v":25.499921309999991},{"$f":"J9","v":0},{"$f":"I9","v":387.53574187499999},{"$f":"SUM(H96:K96)","v":655.61366318499995},{"$f":"H9","v":272.6607995},{"$f":"L9","v":9.3859999999999992},{"$f":"K9","v":0},{"$f":"SUM(M96:O96)","v":282.04679950000002},{"$f":"+P96","v":282.04679950000002},{"$f":"M9","v":7.1959999999999997},{"$f":"L96-Q96-R96","v":366.3708636849999},{"$f":"IF(S96<0,0,S96)","v":366.3708636849999},{"$f":"K96+H96","v":630.11374187499996},{"$f":"T94","v":25.499921309999991},null,null,null,null,null,null,null,null,null,null,{"$f":"J96","v":0},655.61366318499995,{"$f":"+Q96","v":282.04679950000002},{"$f":"(AI102+R102+AJ102)*W101","v":254.82279558414291},{"$f":"(AI96+R96+AJ96)*U95","v":522.90430659798596},{"$f":"IF(AG96>0,(AI96+R96+AJ96)*AG95,\"\")","v":""},{"$f":"SUM(AI96:AK96)","v":1059.7739016821288},{"$f":"IF(AN95=\"\",\"\",$AM96*AN95)","v":1018.5542740007876},41.21962768134123,"","","","","","","","","","","",1059.7739016821288,{"$f":"+U96","v":630.11374187499996},{"$f":"IF(D96=\"MAR\",IF((BB96-AJ96)<0,0,BB96-AJ96),IF(D96=\"Cerrada\",IF((BB96-AJ96)<0,0,BB96-AJ96),IF((BB96-AK96)<0,0,BB96-AK96)))","v":107.20943527701399},{"$f":"IF(AG96=0,\"\",IF(AG96-AL96<0,0,AG96-AL96))","v":""},{"$f":"IF(D96=\"MAR\",0,IF(D96=\"Cerrada\",0,AJ96))","v":254.82279558414291},{"$f":"IF(T96-BE96<0,0,T96-BE96)","v":111.54806810085699},{"$f":"IF(D96=\"MAR\",IF(AI96+R96+AJ96=0,\"Infinito\",(I96+U96+AG96)/(AI96+R96)),IF(D96=\"Cerrada\",IF(AI96+R96+AJ96=0,\"Infinito\",(I96+U96+AG96)/(AI96+R96)),IF(AI96+R96+AJ96=0,\"Infinito\",(I96+U96+AG96)/(AI96+R96+AJ96))))","v":1.2050268737974608},{"$f":"IF(BG96<1.4,\"1\", IF(BG96<3,\"2\", IF(BG96<9,\"3\", \"4\")))","v":"1"},{"$f":"IF(BG96<1.4,\"ROJO\", IF(BG96<3,\"AMARILLO\", IF(BG96<9,\"VERDE\", \"AZUL\")))","v":"ROJO"},{"$f":"IF(BG96<1.4,\"Déficit\", IF(BG96<3,\"Equilibrio\", IF(BG96<9,\"Disponibilidad\", \"Abundante\")))","v":"Déficit"},{"$f":"I96+U96+AG96","v":655.61366318499995},{"$f":"IF(D96=\"MAR\",AI96+R96,IF(D96=\"Cerrada\",AI96+R96,AI96+R96+AJ96))","v":544.06559508414296},{"$f":"IF(BK96=0,0,IF(BL96=0,\"Infinito\",BK96/BL96))","v":1.2050268737974608},{"$f":"IF(BM96-BG96=0,\"\",\"CHECAR\")","v":""}]
[null,null,null,null,null,null,null,null,null,null,null,null,null,null,null,null,null,null,null,null,{"$f":"IF(U98=0,\"\",U98/(SUM($U98:$AG98)))","v":1},"","","","","","","","","","","","",1,null,null,null,null,null,{"$f":"IF(U97=0,\"\",U97)","v":1},"","","","","","","","","","","","",1]
[3,"C",null,"D",null,null,null,{"$f":"C10","v":155.97900000000001},null,{"$f":"J10","v":0},{"$f":"I10","v":2.7457377665000009},158.72473776650003,{"$f":"H10","v":109.73252514000001},{"$f":"L10","v":5.8390000000000004},{"$f":"K10","v":0},115.57152514000001,115.57152514000001,{"$f":"M10","v":-0.52200000000000002},{"$f":"L98-Q98-R98","v":43.67521262650002},{"$f":"IF(S98<0,0,S98)","v":43.67521262650002},{"$f":"K98+H98","v":158.72473776650003},null,null,null,null,null,null,null,null,null,null,null,{"$f":"J98","v":0},158.72473776650003,{"$f":"+Q98","v":115.57152514000001},{"$f":"(AI100+R100+AJ100)*V99","v":30.912411445059675},{"$f":"(AI98+R98+AJ98)*U97","v":145.96193658505968},{"$f":"IF(AG98>0,(AI98+R98+AJ98)*AG97,\"\")","v":""},{"$f":"SUM(AI98:AK98)","v":292.44587317011934},{"$f":"IF(AN97=\"\",\"\",$AM98*AN97)","v":292.44587317011934},"","","","","","","","","","","","",292.44587317011934,{"$f":"+U98","v":158.72473776650003},{"$f":"IF(D98=\"MAR\",IF((BB98-AJ98)<0,0,BB98-AJ98),IF(D98=\"Cerrada\",IF((BB98-AJ98)<0,0,BB98-AJ98),IF((BB98-AK98)<0,0,BB98-AK98)))","v":12.762801181440352},{"$f":"IF(AG98=0,\"\",IF(AG98-AL98<0,0,AG98-AL98))","v":""},{"$f":"IF(D98=\"MAR\",0,IF(D98=\"Cerrada\",0,AJ98))","v":30.912411445059675},{"$f":"IF(T98-BE98<0,0,T98-BE98)","v":12.762801181440345},{"$f":"IF(D98=\"MAR\",IF(AI98+R98+AJ98=0,\"Infinito\",(I98+U98+AG98)/(AI98+R98)),IF(D98=\"Cerrada\",IF(AI98+R98+AJ98=0,\"Infinito\",(I98+U98+AG98)/(AI98+R98)),IF(AI98+R98+AJ98=0,\"Infinito\",(I98+U98+AG98)/(AI98+R98+AJ98))))","v":1.0874392425863904},{"$f":"IF(BG98<1.4,\"1\", IF(BG98<3,\"2\", IF(BG98<9,\"3\", \"4\")))","v":"1"},{"$f":"IF(BG98<1.4,\"ROJO\", IF(BG98<3,\"AMARILLO\", IF(BG98<9,\"VERDE\", \"AZUL\")))","v":"ROJO"},{"$f":"IF(BG98<1.4,\"Déficit\", IF(BG98<3,\"Equilibrio\", IF(BG98<9,\"Disponibilidad\", \"Abundante\")))","v":"Déficit"},{"$f":"I98+U98+AG98","v":158.72473776650003},{"$f":"IF(D98=\"MAR\",AI98+R98,IF(D98=\"Cerrada\",AI98+R98,AI98+R98+AJ98))","v":145.96193658505968},{"$f":"IF(BK98=0,0,IF(BL98=0,\"Infinito\",BK98/BL98))","v":1.0874392425863904},{"$f":"IF(BM98-BG98=0,\"\",\"CHECAR\")","v":""}]
[null,null,null,null,null,null,null,null,null,null,null,null,null,null,null,null,null,null,null,null,{"$f":"IF(U100=0,\"\",U100/(SUM($U100:$AG100)))","v":0.87814893023918261},0.12185106976081739,"","","","","","","","","","","",1,null,null,null,null,null,{"$f":"IF(U99=0,\"\",U99)","v":0.87814893023918261},0.12185106976081739,"","","","","","","","","","","",1]
[4,"D","C","E",null,null,null,{"$f":"C11","v":214.465},{"$f":"T98","v":43.67521262650002},{"$f":"J11","v":0},{"$f":"I11","v":100.29088455},358.43109717650003,{"$f":"H11","v":14.41756},{"$f":"L11","v":0},{"$f":"K11","v":0},14.41756,14.41756,{"$f":"M11","v":0},{"$f":"L100-Q100-R100","v":344.01353717650005},{"$f":"IF(S100<0,0,S100)","v":344.01353717650005},{"$f":"K100+H100","v":314.75588455000002},{"$f":"T98","v":43.67521262650002},null,null,null,null,null,null,null,null,null,null,{"$f":"J100","v":0},358.43109717650003,{"$f":"+Q100","v":14.41756},{"$f":"(AI102+R102+AJ102)*V101","v":239.27255126236264},{"$f":"(AI100+R100+AJ100)*U99","v":222.77769981730296},{"$f":"IF(AG100>0,(AI100+R100+AJ100)*AG99,\"\")","v":""},{"$f":"SUM(AI100:AK100)","v":476.46781107966558},{"$f":"IF(AN99=\"\",\"\",$AM100*AN99)","v":418.40969859301327},58.058112486652291,"","","","","","","","","","","",476.46781107966558,{"$f":"+U100","v":314.75588455000002},{"$f":"IF(D100=\"MAR\",IF((BB100-AJ100)<0,0,BB100-AJ100),IF(D100=\"Cerrada\",IF((BB100-AJ100)<0,0,BB100-AJ100),IF((BB100-AK100)<0,0,BB100-AK100)))","v":91.978184732697059},{"$f":"IF(AG100=0,\"\",IF(AG100-AL100<0,0,AG100-AL100))","v":""},{"$f":"IF(D100=\"MAR\",0,IF(D100=\"Cerrada\",0,AJ100))","v":239.27255126236264},{"$f":"IF(T100-BE100<0,0,T100-BE100)","v":104.74098591413741},{"$f":"IF(D100=\"MAR\",IF(AI100+R100+AJ100=0,\"Infinito\",(I100+U100+AG100)/(AI100+R100)),IF(D100=\"Cerrada\",IF(AI100+R100+AJ100=0,\"Infinito\",(I100+U100+AG100)/(AI100+R100)),IF(AI100+R100+AJ100=0,\"Infinito\",(I100+U100+AG100)/(AI100+R100+AJ100))))","v":1.4128698016369103},{"$f":"IF(BG100<1.4,\"1\", IF(BG100<3,\"2\", IF(BG100<9,\"3\", \"4\")))","v":"2"},{"$f":"IF(BG100<1.4,\"ROJO\", IF(BG100<3,\"AMARILLO\", IF(BG100<9,\"VERDE\", \"AZUL\")))","v":"AMARILLO"},{"$f":"IF(BG100<1.4,\"Déficit\", IF(BG100<3,\"Equilibrio\", IF(BG100<9,\"Disponibilidad\", \"Abundante\")))","v":"Equilibrio"},{"$f":"IF(I100+U100+AG100<=0,0,I100+U100+AG100)","v":358.43109717650003},{"$f":"IF(D100=\"MAR\",AI100+R100,IF(D100=\"Cerrada\",AI100+R100,AI100+R100+AJ100))","v":253.69011126236265},{"$f":"IF(BK100=0,0,IF(BL100=0,\"Infinito\",BK100/BL100))","v":1.4128698016369103},{"$f":"IF(BM100-BG100=0,\"\",\"CHECAR\")","v":""}]
[null,null,null,null,null,null,null,null,null,null,null,null,null,null,null,null,null,null,null,null,{"$f":"IF(U102=0,\"\",U102/(SUM($U102:$AG102)))","v":0.27117021372417327},0.35294597188828575,0.37588381438754093,"","","","","","","","","","",1,null,null,null,null,null,{"$f":"IF(U101=0,\"\",U101)","v":0.27117021372417327},0.35294597188828575,0.37588381438754093,"","","","","","","","","","",1]
[5,"E","B y D","F",null,null,null,{"$f":"C12","v":233.8},{"$f":"T96+T100","v":710.3844008614999},{"$f":"J12","v":0},{"$f":"I12","v":30.507377984999998},974.6917788464998,{"$f":"H12","v":290.9701531},{"$f":"L12","v":0},{"$f":"K12","v":0},290.9701531,290.9701531,{"$f":"M12","v":0},{"$f":"L102-Q102-R102","v":683.72162574649974},{"$f":"IF(S102<0,0,S102)","v":683.72162574649974},{"$f":"K102+H102","v":264.30737798500002},{"$f":"T100","v":344.01353717650005},{"$f":"T96","v":366.3708636849999},null,null,null,null,null,null,null,null,null,{"$f":"J102","v":0},974.69177884650003,{"$f":"+Q102","v":290.9701531},{"$f":"(AI104+R104)*V103","v":386.95953110134582},{"$f":"(AI102+R102+AJ102)*U101","v":183.83433735484024},{"$f":"IF(AG102>0,(AI102+R102+AJ102)*AG101,\"\")","v":""},{"$f":"SUM(AI102:AK102)","v":861.76402155618609},{"$f":"IF(AN101=\"\",\"\",$AM102*AN101)","v":233.68473390519404},304.1561401265057,323.9231475244863,"","","","","","","","","","",861.76402155618598,{"$f":"+U102","v":264.30737798500002},{"$f":"IF(D102=\"MAR\",IF((BB102-AJ102)<0,0,BB102-AJ102),IF(D102=\"Cerrada\",IF((BB102-AJ102)<0,0,BB102-AJ102),IF((BB102-AK102)<0,0,BB102-AK102)))","v":80.473040630159772},{"$f":"IF(AG102=0,\"\",IF(AG102-AL102<0,0,AG102-AL102))","v":""},{"$f":"IF(D102=\"MAR\",0,IF(D102=\"Cerrada\",0,AJ102))","v":386.95953110134582},{"$f":"IF(T102-BE102<0,0,T102-BE102)","v":296.76209464515392},{"$f":"IF(D102=\"MAR\",IF(AI102+R102+AJ102=0,\"Infinito\",(I102+U102+AG102)/(AI102+R102)),IF(D102=\"Cerrada\",IF(AI102+R102+AJ102=0,\"Infinito\",(I102+U102+AG102)/(AI102+R102)),IF(AI102+R102+AJ102=0,\"Infinito\",(I102+U102+AG102)/(AI102+R102+AJ102))))","v":1.4377476035656456},{"$f":"IF(BG102<1.4,\"1\", IF(BG102<3,\"2\", IF(BG102<9,\"3\", \"4\")))","v":"2"},{"$f":"IF(BG102<1.4,\"ROJO\", IF(BG102<3,\"AMARILLO\", IF(BG102<9,\"VERDE\", \"AZUL\")))","v":"AMARILLO"},{"$f":"IF(BG102<1.4,\"Déficit\", IF(BG102<3,\"Equilibrio\", IF(BG102<9,\"Disponibilidad\", \"Abundante\")))","v":"Equilibrio"},{"$f":"IF(I102+U102+AG102<=0,0,I102+U102+AG102)","v":974.69177884649991},{"$f":"IF(D102=\"MAR\",AI102+R102,IF(D102=\"Cerrada\",AI102+R102,AI102+R102+AJ102))","v":677.92968420134582},{"$f":"IF(BK102=0,0,IF(BL102=0,\"Infinito\",BK102/BL102))","v":1.4377476035656456},{"$f":"IF(BM102-BG102=0,\"\",\"CHECAR\")","v":""}]
[null,null,null,null,null,null,null,null,null,null,null,null,null,null,null,null,null,null,null,null,{"$f":"IF(U104=0,\"\",U104/(SUM($U104:$AG104)))","v":0.55952628041222463},0.44047371958777526,"","","","","","","","","","","",0.99999999999999989,null,null,null,null,null,null,{"$f":"IF(V103=0,\"\",V103)","v":0.44047371958777526},"","","","","","","","","","",""]
[7,"F","E","MAR",null,null,null,{"$f":"C13","v":756.654},{"$f":"T102","v":683.72162574649974},{"$f":"J13","v":0},{"$f":"I13","v":111.86596175700001},1552.2415875034997,{"$f":"H13","v":878.50764731999993},{"$f":"L13","v":0},{"$f":"K13","v":0},878.50764731999993,878.50764731999993,{"$f":"M13","v":0},{"$f":"L104-Q104-R104","v":673.73394018349973},{"$f":"IF(S104<0,0,S104)","v":673.73394018349973},{"$f":"K104+H104","v":868.51996175700003},{"$f":"T102","v":683.72162574649974},null,null,null,null,null,null,null,null,null,null,{"$f":"J104","v":0},1552.2415875034999,{"$f":"+Q104","v":878.50764731999993},{"$f":"(AI104+R104)*U103","v":491.548116218654},null,{"$f":"IF(AG104>0,(AI104+R104+AJ104)*AG103,\"\")","v":""},{"$f":"SUM(AI104:AK104)","v":1370.055763538654},{"$f":"IF(AN103=\"\",\"\",$AM104*AN103)","v":""},603.47355820854045,"","","","","","","","","","","",{"$f":"SUM(AN104:AZ104)","v":603.47355820854045},{"$f":"+U104","v":868.51996175700003},{"$f":"IF(D104=\"MAR\",IF((BB104-AJ104)<0,0,BB104-AJ104),IF(D104=\"Cerrada\",IF((BB104-AJ104)<0,0,BB104-AJ104),IF((BB104-AK104)<0,0,BB104-AK104)))","v":376.97184553834603},{"$f":"IF(AG104=0,\"\",IF(AG104-AL104<0,0,AG104-AL104))","v":""},{"$f":"IF(D104=\"MAR\",0,IF(D104=\"Cerrada\",0,AJ104))","v":0},{"$f":"IF(T104-BE104<0,0,T104-BE104)","v":673.73394018349973},{"$f":"IF(D104=\"MAR\",IF(AI104+R104+AJ104=0,\"Infinito\",(I104+U104+AG104)/(AI104+R104)),IF(D104=\"Cerrada\",IF(AI104+R104+AJ104=0,\"Infinito\",(I104+U104+AG104)/(AI104+R104)),IF(AI104+R104+AJ104=0,\"Infinito\",(I104+U104+AG104)/(AI104+R104+AJ104))))","v":1.7669073140556164},{"$f":"IF(BG104<1.4,\"1\", IF(BG104<3,\"2\", IF(BG104<9,\"3\", \"4\")))","v":"2"},{"$f":"IF(BG104<1.4,\"ROJO\", IF(BG104<3,\"AMARILLO\", IF(BG104<9,\"VERDE\", \"AZUL\")))","v":"AMARILLO"},{"$f":"IF(BG104<1.4,\"Déficit\", IF(BG104<3,\"Equilibrio\", IF(BG104<9,\"Disponibilidad\", \"Abundante\")))","v":"Equilibrio"},{"$f":"IF(I104+U104+AG104<=0,0,I104+U104+AG104)","v":1552.2415875034999},{"$f":"IF(D104=\"MAR\",AI104+R104,IF(D104=\"Cerrada\",AI104+R104,AI104+R104+AJ104))","v":878.50764731999993},{"$f":"IF(BK104=0,0,IF(BL104=0,\"Infinito\",BK104/BL104))","v":1.7669073140556164},{"$f":"IF(BM104-BG104=0,\"\",\"CHECAR\")","v":""}]
[]
[null,null,null,null,null,null,null,null,null,null,null,null,null,null,null,null,null,null,null,null,null,null,null,null,null,null,null,null,null,null,null,null,null,null,null,null,null,null,null,null,null,null,null,null,null,null,null,null,null,null,null,null,null,"SDxx   ",null,null,"Ab   "]
[null,null,null,null,null,null,null,null,null,null,null,null,null,null,null,null,null,null,null,null,null,null,null,null,null,null,null,null,null,null,null,null,null,null,null,null,null,null,null,null,null,null,null,null,null,null,null,null,null,null,null,null,null,{"$f":"SUM(BC94:BD104)","v":673.73394018350018},"Mm3",null,{"$f":"T104","v":673.73394018349973},"Mm3"]
[]
[]
["No LINEA","CUENCA O REGION","CONEXION",null,null,null,null,"OFERTA  POTENCIAL",null,null,null,null,"DEMANDA CONSUNTIVA",null,null,null,null,null,null,null,"OFERTA REAL",null,null,null,null,null,null,null,null,null,null,null,null,null,"EXTRACC Y VOLS RESERV PARA A ABAJO",null,null,null,null,null,null,null,null,null,null,null,null,null,null,null,null,null,null,"POR CUENCA PROPIA",null,null,"A LA SAL. DEL C PRINCIPAL",null,"DISPONIBILIDAD RELATIVA",null,null,null,"OFERTA - DEMANDA"]
[null,"HIDROLOGICA","DE ","HACIA",null,null,null,"Cp","Cp A Arriba","Im","R","TOTAL","Uc","Ev","Ex","TOTAL","TOTAL ACUM.","Dv","Ab","Ab","Cp","Ar1","Ar2","Ar3","Ar4","Ar5","Ar6","Ar7","Ar8","Ar9","Ar10","Ar11","Im","TOTAL","Uc","Re1","Re2","RImp","TOTAL","para Cp","para Ar1","para Ar2","para Ar3","para Ar4","para Ar5","para Ar6","para Ar7","para Ar8","para Ar9","para Ar10","para Ar11","para Im","TOTAL","RESERVADO","DISPONIBLE","DImp","RESERVADO","DISPONIBLE","INDICE","CLAVE","COLOR",null,"OFERTA","DEMANDA","Indice"]
["Cuenca Río Coahuayana"]
[null,null,null,null,null,null,null,null,null,null,null,null,null,null,null,null,null,null,null,null,{"$f":"IF(U114=0,\"\",U114/(SUM($U114:$AG114)))","v":1},"","","","","","","","","","","","",{"$f":"SUM(U113:AG113)","v":1},null,null,null,null,null,{"$f":"IF(U113=0,\"\",U113)","v":1},{"$f":"IF(V113=0,\"\",V113)","v":""},{"$f":"IF(W113=0,\"\",W113)","v":""},{"$f":"IF(X113=0,\"\",X113)","v":""},{"$f":"IF(Y113=0,\"\",Y113)","v":""},"","","","","","",{"$f":"IF(AF113=0,\"\",AF113)","v":""},{"$f":"IF(AG113=0,\"\",AG113)","v":""},{"$f":"SUM(AN113:AZ113)","v":1}]
[1,"A","A","C",null,null,null,{"$f":"C14","v":467.93799999999999},null,{"$f":"J14","v":0},{"$f":"I14","v":10.079350027000004},{"$f":"SUM(H114:K114)","v":478.01735002700002},{"$f":"H14","v":61.510597269999991},{"$f":"L14","v":0},{"$f":"K14","v":0},{"$f":"SUM(M114:O114)","v":61.510597269999991},{"$f":"+P114","v":61.510597269999991},{"$f":"M14","v":0},{"$f":"L114-Q114-R114","v":416.50675275700002},{"$f":"IF(S114<0,0,S114)","v":416.50675275700002},{"$f":"K114+H114","v":478.01735002700002},null,null,null,null,null,null,null,null,null,null,null,{"$f":"J114","v":0},{"$f":"SUM(U114:AG114)","v":478.01735002700002},{"$f":"+Q114","v":61.510597269999991},{"$f":"(AI118+R118+AJ118)*V117","v":172.30357078660342},{"$f":"(AI114+R114+AJ114)*U113","v":233.81416805660342},{"$f":"IF(AG114>0,(AI114+R114+AJ114)*AG113,\"\")","v":""},{"$f":"SUM(AI114:AK114)","v":467.62833611320684},{"$f":"IF(AN113=\"\",\"\",$AM114*AN113)","v":467.62833611320684},"","","","","","","","","","","","",467.62833611320684,{"$f":"+U114","v":478.01735002700002},{"$f":"IF(D114=\"MAR\",IF((BB114-AJ114)<0,0,BB114-AJ114),IF(D114=\"Cerrada\",IF((BB114-AJ114)<0,0,BB114-AJ114),IF((BB114-AK114)<0,0,BB114-AK114)))","v":244.2031819703966},{"$f":"IF(AG114=0,\"\",IF(AG114-AL114<0,0,AG114-AL114))","v":""},{"$f":"IF(D114=\"MAR\",0,IF(D114=\"Cerrada\",0,AJ114))","v":172.30357078660342},{"$f":"IF(T114-BE114<0,0,T114-BE114)","v":244.2031819703966},{"$f":"IF(D114=\"MAR\",IF(AI114+R114+AJ114=0,\"Infinito\",(I114+U114+AG114)/(AI114+R114)),IF(D114=\"Cerrada\",IF(AI114+R114+AJ114=0,\"Infinito\",(I114+U114+AG114)/(AI114+R114)),IF(AI114+R114+AJ114=0,\"Infinito\",(I114+U114+AG114)/(AI114+R114+AJ114))))","v":2.0444327818119139},{"$f":"IF(BG114<1.4,\"1\", IF(BG114<3,\"2\", IF(BG114<9,\"3\", \"4\")))","v":"2"},{"$f":"IF(BG114<1.4,\"ROJO\", IF(BG114<3,\"AMARILLO\", IF(BG114<9,\"VERDE\", \"AZUL\")))","v":"AMARILLO"},{"$f":"IF(BG114<1.4,\"Déficit\", IF(BG114<3,\"Equilibrio\", IF(BG114<9,\"Disponibilidad\", \"Abundante\")))","v":"Equilibrio"},{"$f":"I114+U114+AG114","v":478.01735002700002},{"$f":"IF(D114=\"MAR\",AI114+R114,IF(D114=\"Cerrada\",AI114+R114,AI114+R114+AJ114))","v":233.81416805660342},{"$f":"IF(BK114=0,0,IF(BL114=0,\"Infinito\",BK114/BL114))","v":2.0444327818119139},{"$f":"IF(BM114-BG114=0,\"\",\"CHECAR\")","v":""}]
[null,null,null,null,null,null,null,null,null,null,null,null,null,null,null,null,null,null,null,null,{"$f":"IF(U116=0,\"\",U116/(SUM($U116:$AG116)))","v":1},"","","","","","","","","","","","",1,null,null,null,null,null,{"$f":"IF(U115=0,\"\",U115)","v":1},"","","","","","","","","","","","",1]
[2,"B","B","C",null,null,null,{"$f":"C15","v":337.66399999999999},null,{"$f":"J15","v":0},{"$f":"I15","v":2.9601219139999997},{"$f":"SUM(H116:K116)","v":340.624121914},{"$f":"H15","v":12.746366360000001},{"$f":"L15","v":9.407},{"$f":"K15","v":0},{"$f":"SUM(M116:O116)","v":22.15336636},{"$f":"+P116","v":22.15336636},{"$f":"M15","v":0.317},{"$f":"L116-Q116-R116","v":318.15375555399999},{"$f":"IF(S116<0,0,S116)","v":318.15375555399999},{"$f":"K116+H116","v":340.624121914},null,null,null,null,null,null,null,null,null,null,null,{"$f":"J116","v":0},340.624121914,{"$f":"+Q116","v":22.15336636},{"$f":"(AI118+R118+AJ118)*W117","v":131.61618095806742},{"$f":"(AI116+R116+AJ116)*U115","v":154.0865473180674},{"$f":"IF(AG116>0,(AI116+R116+AJ116)*AG115,\"\")","v":""},{"$f":"SUM(AI116:AK116)","v":307.8560946361348},{"$f":"IF(AN115=\"\",\"\",$AM116*AN115)","v":307.8560946361348},"","","","","","","","","","","","",307.8560946361348,{"$f":"+U116","v":340.624121914},{"$f":"IF(D116=\"MAR\",IF((BB116-AJ116)<0,0,BB116-AJ116),IF(D116=\"Cerrada\",IF((BB116-AJ116)<0,0,BB116-AJ116),IF((BB116-AK116)<0,0,BB116-AK116)))","v":186.5375745959326},{"$f":"IF(AG116=0,\"\",IF(AG116-AL116<0,0,AG116-AL116))","v":""},{"$f":"IF(D116=\"MAR\",0,IF(D116=\"Cerrada\",0,AJ116))","v":131.61618095806742},{"$f":"IF(T116-BE116<0,0,T116-BE116)","v":186.53757459593257},{"$f":"IF(D116=\"MAR\",IF(AI116+R116+AJ116=0,\"Infinito\",(I116+U116+AG116)/(AI116+R116)),IF(D116=\"Cerrada\",IF(AI116+R116+AJ116=0,\"Infinito\",(I116+U116+AG116)/(AI116+R116)),IF(AI116+R116+AJ116=0,\"Infinito\",(I116+U116+AG116)/(AI116+R116+AJ116))))","v":2.2106025986219251},{"$f":"IF(BG116<1.4,\"1\", IF(BG116<3,\"2\", IF(BG116<9,\"3\", \"4\")))","v":"2"},{"$f":"IF(BG116<1.4,\"ROJO\", IF(BG116<3,\"AMARILLO\", IF(BG116<9,\"VERDE\", \"AZUL\")))","v":"AMARILLO"},{"$f":"IF(BG116<1.4,\"Déficit\", IF(BG116<3,\"Equilibrio\", IF(BG116<9,\"Disponibilidad\", \"Abundante\")))","v":"Equilibrio"},{"$f":"I116+U116+AG116","v":340.624121914},{"$f":"IF(D116=\"MAR\",AI116+R116,IF(D116=\"Cerrada\",AI116+R116,AI116+R116+AJ116))","v":154.0865473180674},{"$f":"IF(BK116=0,0,IF(BL116=0,\"Infinito\",BK116/BL116))","v":2.2106025986219251},{"$f":"IF(BM116-BG116=0,\"\",\"CHECAR\")","v":""}]
[null,null,null,null,null,null,null,null,null,null,null,null,null,null,null,null,null,null,null,null,{"$f":"IF(U118=0,\"\",U118/(SUM($U118:$AG118)))","v":0.47567407957484564},0.2972601412925796,0.2270657791325747,"","","","","","","","","","",1,null,null,null,null,null,{"$f":"IF(U117=0,\"\",U117)","v":0.47567407957484564},0.2972601412925796,0.2270657791325747,"","","","","","","","","","",1]
[4,"C","C","D",null,null,null,{"$f":"C16","v":648.37400000000002},{"$f":"T116+T114","v":734.66050831100006},{"$f":"J16","v":0},{"$f":"I16","v":18.117865989499972},{"$f":"SUM(H118:K118)","v":1401.1523743005},{"$f":"H16","v":126.12082329000003},{"$f":"L16","v":0},{"$f":"K16","v":0},{"$f":"SUM(M118:O118)","v":126.12082329000003},{"$f":"+P118","v":126.12082329000003},{"$f":"M16","v":0},{"$f":"L118-Q118-R118","v":1275.0315510104999},{"$f":"IF(S118<0,0,S118)","v":1275.0315510104999},{"$f":"K118+H118","v":666.49186598949996},{"$f":"T114","v":416.50675275700002},{"$f":"T116","v":318.15375555399999},null,null,null,null,null,null,null,null,null,{"$f":"J118","v":0},1401.1523743005,{"$f":"+Q118","v":126.12082329000003},{"$f":"(AI120+R120)*V119","v":453.51817586196796},{"$f":"(AI118+R118+AJ118)*U117","v":275.71924740729708},{"$f":"IF(AG118>0,(AI118+R118+AJ118)*AG117,\"\")","v":""},{"$f":"SUM(AI118:AK118)","v":855.35824655926501},{"$f":"IF(AN117=\"\",\"\",$AM118*AN117)","v":406.87174663883229},254.26391322798025,194.22258669245244,"","","","","","","","","","",855.35824655926501,{"$f":"+U118","v":666.49186598949996},{"$f":"IF(D118=\"MAR\",IF((BB118-AJ118)<0,0,BB118-AJ118),IF(D118=\"Cerrada\",IF((BB118-AJ118)<0,0,BB118-AJ118),IF((BB118-AK118)<0,0,BB118-AK118)))","v":390.77261858220288},{"$f":"IF(AG118=0,\"\",IF(AG118-AL118<0,0,AG118-AL118))","v":""},{"$f":"IF(D118=\"MAR\",0,IF(D118=\"Cerrada\",0,AJ118))","v":453.51817586196796},{"$f":"IF(T118-BE118<0,0,T118-BE118)","v":821.51337514853196},{"$f":"IF(D118=\"MAR\",IF(AI118+R118+AJ118=0,\"Infinito\",(I118+U118+AG118)/(AI118+R118)),IF(D118=\"Cerrada\",IF(AI118+R118+AJ118=0,\"Infinito\",(I118+U118+AG118)/(AI118+R118)),IF(AI118+R118+AJ118=0,\"Infinito\",(I118+U118+AG118)/(AI118+R118+AJ118))))","v":2.4172845104460445},{"$f":"IF(BG118<1.4,\"1\", IF(BG118<3,\"2\", IF(BG118<9,\"3\", \"4\")))","v":"2"},{"$f":"IF(BG118<1.4,\"ROJO\", IF(BG118<3,\"AMARILLO\", IF(BG118<9,\"VERDE\", \"AZUL\")))","v":"AMARILLO"},{"$f":"IF(BG118<1.4,\"Déficit\", IF(BG118<3,\"Equilibrio\", IF(BG118<9,\"Disponibilidad\", \"Abundante\")))","v":"Equilibrio"},{"$f":"IF(I118+U118+AG118<=0,0,I118+U118+AG118)","v":1401.1523743005},{"$f":"IF(D118=\"MAR\",AI118+R118,IF(D118=\"Cerrada\",AI118+R118,AI118+R118+AJ118))","v":579.63899915196794},{"$f":"IF(BK118=0,0,IF(BL118=0,\"Infinito\",BK118/BL118))","v":2.4172845104460445},{"$f":"IF(BM118-BG118=0,\"\",\"CHECAR\")","v":""}]
[null,null,null,null,null,null,null,null,null,null,null,null,null,null,null,null,null,null,null,null,{"$f":"IF(U120=0,\"\",U120/(SUM($U120:$AG120)))","v":0.17936708268436435},0.82063291731563559,"","","","","","","","","","","",1,null,null,null,null,null,null,{"$f":"IF(V119=0,\"\",V119)","v":0.82063291731563559},"","","","","","","","","","",""]
[6,"D","B","MAR",null,null,null,{"$f":"C17","v":217.36799999999999},{"$f":"T118","v":1275.0315510104999},{"$f":"J17","v":0},{"$f":"I17","v":61.317737324999989},{"$f":"SUM(H120:K120)","v":1553.7172883354999},{"$f":"H17","v":539.97738738999999},{"$f":"L17","v":12.628},{"$f":"K17","v":0},{"$f":"SUM(M120:O120)","v":552.60538739000003},{"$f":"+P120","v":552.60538739000003},{"$f":"M17","v":3.9E-2},{"$f":"L120-Q120-R120","v":1001.0729009454999},{"$f":"IF(S120<0,0,S120)","v":1001.0729009454999},{"$f":"K120+H120","v":278.68573732499999},{"$f":"T118","v":1275.0315510104999},null,null,null,null,null,null,null,null,null,null,{"$f":"J120","v":0},1553.7172883354999,{"$f":"+Q120","v":552.60538739000003},{"$f":"(AI120+R120)*U119","v":99.126211528032016},null,{"$f":"IF(AG120>0,(AI120+R120)*AG119,\"\")","v":""},{"$f":"SUM(AI120:AK120)","v":651.73159891803209},{"$f":"IF(AN119=\"\",\"\",$AM120*AN119)","v":""},534.83240332688842,"","","","","","","","","","","",{"$f":"SUM(AN120:AZ120)","v":534.83240332688842},{"$f":"+U120","v":278.68573732499999},{"$f":"IF(D120=\"MAR\",IF((BB120-AJ120)<0,0,BB120-AJ120),IF(D120=\"Cerrada\",IF((BB120-AJ120)<0,0,BB120-AJ120),IF((BB120-AK120)<0,0,BB120-AK120)))","v":179.55952579696799},{"$f":"IF(AG120=0,\"\",IF(AG120-AL120<0,0,AG120-AL120))","v":""},{"$f":"IF(D120=\"MAR\",0,IF(D120=\"Cerrada\",0,AJ120))","v":0},{"$f":"IF(T120-BE120<0,0,T120-BE120)","v":1001.0729009454999},{"$f":"IF(D120=\"MAR\",IF(AI120+R120+AJ120=0,\"Infinito\",(I120+U120+AG120)/(AI120+R120)),IF(D120=\"Cerrada\",IF(AI120+R120+AJ120=0,\"Infinito\",(I120+U120+AG120)/(AI120+R120)),IF(AI120+R120+AJ120=0,\"Infinito\",(I120+U120+AG120)/(AI120+R120+AJ120))))","v":2.8114232656434179},{"$f":"IF(BG120<1.4,\"1\", IF(BG120<3,\"2\", IF(BG120<9,\"3\", \"4\")))","v":"2"},{"$f":"IF(BG120<1.4,\"ROJO\", IF(BG120<3,\"AMARILLO\", IF(BG120<9,\"VERDE\", \"AZUL\")))","v":"AMARILLO"},{"$f":"IF(BG120<1.4,\"Déficit\", IF(BG120<3,\"Equilibrio\", IF(BG120<9,\"Disponibilidad\", \"Abundante\")))","v":"Equilibrio"},{"$f":"IF(I120+U120+AG120<=0,0,I120+U120+AG120)","v":1553.7172883354999},{"$f":"IF(D120=\"MAR\",AI120+R120,IF(D120=\"Cerrada\",AI120+R120,AI120+R120+AJ120))","v":552.64438739000002},{"$f":"IF(BK120=0,0,IF(BL120=0,\"Infinito\",BK120/BL120))","v":2.8114232656434179},{"$f":"IF(BM120-BG120=0,\"\",\"CHECAR\")","v":""}]

{"sheet":"RH-17","index":16,"n_rows":29,"n_cols":17,"rows_kept":29,"cut":false,"hidden":false,"merged":[[1,1,1,12],[2,1,2,12],[3,1,3,12],[4,0,4,14]]}
[]
[null,"GERENCIA DE AGUAS SUPERFICIALES E INGENIERÍA DE RÍOS"]
[null,"REGION HIDROLOGICA No 17"]
[null,"COSTA DE MICHOACAN"]
[]
[]
["Cuenca","Nombre","Cp","Ar","Uc (a)","Uc (b)","Uc (c)","Uc","R","Im","Ex","Ab","Rxy","Ab - Rxy","D",null,"ECUACIONES"]
[1,"Ríos Aquila-ostuta",191.55600000000001,0,6.5911664400000012,4.8365000000000005E-2,0,{"$f":"E8+F8+G8","v":6.6395314400000016},1.8129204470000007,0,0,{"$f":"C8+D8+I8+J8-H8-K8","v":186.72938900700001},0,{"$f":"L8-M8","v":186.72938900700001},{"$f":"N8","v":186.72938900700001}]
[2,"Río Coalcomán",518.21799999999996,0,12.069869909999994,0.20838615999999999,0,12.278256069999994,3.7004249124999999,0,0,509.64016884249997,0,509.64016884249997,509.64016884249997,null,"Ab = Cp + Ar + R + Im - (Uc(a) + Uc(b) + Uc(c) + Ex)"]
[3,"Ríos Marmeyera-Tupitina",182.64500000000001,0,1.6616782699999999,0,0,1.6616782699999999,0.53614525350000009,0,0,181.5194669835,0,181.5194669835,181.5194669835,null,"D = Ab - Rxy"]
[4,"Río Nexpa",362.161,0,7.5576947299999997,0,0,7.5576947299999997,2.6543796175000058,0,0,357.25768488750003,0,357.25768488750003,357.25768488750003]
[5,"Río Chula",191.02199999999999,0,0.7689022799999996,3.3E-3,0,0.77220227999999957,0.43058050800000042,0,0,190.680378228,0,190.680378228,190.680378228,null,"SIMBOLOGIA"]
[6,"Río Acapilcan",167.584,0,1.2868776099999999,0,0,1.2868776099999999,0.75594679300000012,0,0,167.05306918299999,0,167.05306918299999,167.05306918299999]
[null,"Totales",{"$f":"SUM(C8:C13)","v":1613.1859999999999},null,{"$f":"SUM(E8:E13)","v":29.936189239999994},0.26005116,0,30.196240399999994,9.8903975315000068,0,0,null,null,null,{"$f":"SUM(O8:O13)","v":1592.8801571314998},null,"Cp.- Volumen medio anual de escurrimiento natural "]
["Valores  en millones de metros cúbicos",null,null,null,null,null,null,null,null,null,null,null,null,null,null,null,"Ar.- Volumen medio anual de escurrimiento desde la cuenca aguas arriba"]
[null,null,null,null,null,null,null,null,null,null,null,null,null,null,null,null,"Uc (a).- Volumen anual de extracción de agua superficial mediante títulos inscritos actualmente en el REPDA"]
[null,null,null,null,null,null,null,null,null,null,null,null,null,null,null,null,"Uc (b).- Volumen anual de extracción de agua superficial de títulos en proceso de inscripción en el REPDA"]
[null,null,null,null,null,null,null,null,null,null,null,null,null,null,null,null,"Uc (c).- Volumen anual correspondiente a las reservas y las zonas reglamentadas"]
[null,null,null,null,null,null,null,null,null,null,null,null,null,null,null,null,"R.- Volumen anual de retornos"]
[null,null,null,null,null,null,null,null,null,null,null,null,null,null,null,null,"Im.- Volumen anual de importaciones"]
[null,null,null,null,null,null,null,null,null,null,null,null,null,null,null,null,"Ex.- Volumen anual de exportaciones"]
[null,null,null,null,null,null,null,null,null,null,null,null,null,null,null,null,"Ab.- Volumen medio anual de escurrimiento de la cuenca hacia aguas abajo "]
[null,null,null,null,null,null,null,null,null,null,null,null,null,null,null,null,"Rxy.- Volumen anual actual comprometido aguas abajo y volumenes decretados para reservas medio ambiente"]
[null,null,null,null,null,null,null,null,null,null,null,null,null,null,null,null,"D.- Disponibilidad media anual de agua superficial en la cuenca hidrológica "]
[]
[]
[]
[]
[null,null," "]

{"sheet":"RH-18","index":17,"n_rows":82,"n_cols":52,"rows_kept":82,"cut":false,"hidden":false,"merged":[[69,42,69,44],[73,40,74,40],[73,41,73,42],[1,1,1,14],[2,1,2,14],[3,1,3,14],[4,0,4,16]]}
[]
[null,"GERENCIA DE AGUAS SUPERFICIALES E INGENIERÍA DE RÍOS"]
[null,"REGION HIDROLOGICA No 18"]
[null,"BALSAS"]
[]
[]
["Cuenca","Nombre ","Cp","Ar","Uc (a)","Uc (b)","Uc (c)","Uc","R","Im","Ex","Ev ","Δv","Ab","Rxy","Ab - Rxy","D","Indice","CLASIFICACION","Oferta","Demanda","Dxx","Dxy",null,"ECUACIONES"]
[1,"Alto Atoyac",551.05899999999997,{"$f":"I40","v":0},337.44981562999999,4.6830959999999998E-2,0.70847878999999736,{"$f":"E8+F8+G8","v":338.20512538000003},231.526438106,0,348.73102332425219,54.055202628752092,3.3180904903927364,{"$f":"C8+D8-H8+I8+J8-K8-L8-M8","v":38.275996282602925},{"$f":"$AS$40","v":44.825417073890172},{"$f":"N8-O8","v":-6.5494207912872469},{"$f":"P8","v":-6.5494207912872469},0,0,0,0,0,0]
[2,"Río Amacuzac",2305.1889999999999,{"$f":"I42","v":0},1112.8931612700001,66.493201999999997,45.975510280000009,{"$f":"E9+F9+G9","v":1225.3618735499999},341.0850111260001,0,6,13.682236801328775,-3.6128018353436445E-2,{"$f":"C9+D9-H9+I9+J9-K9-L9-M9","v":1401.2660287930246},{"$f":"$AS$42","v":1641.037210589092},-239.77118179606737,{"$f":"P9","v":-239.77118179606737},0,0,0,0,0,0,null,"Ab = Cp + Ar + R + Im - (Uc(a) + Uc(b) + Uc(c) + Ev + Ex + Av)"]
[3,"Río Tlapaneco",1053.3061980511961,{"$f":"I44","v":0},33.348829449999997,0,4.1981230799999967,{"$f":"E10+F10+G10","v":37.546952529999992},17.608044022500003,0,0,0,0,1033.3672895436962,{"$f":"$AS$44","v":1210.1871732432303},-176.8198836995341,{"$f":"P10","v":-176.8198836995341},0,0,0,0,0,0,null,"D = Ab - Rxy"]
[4,"Río Nexapa",342.51799999999997,{"$f":"I46","v":0},593.92536983000002,0,1.6575101899999991,595.58288002000006,182.77761752100002,97.86410440533335,0,2.3956366804327338,0,25.181205225900552,{"$f":"$AS$46","v":29.489971164702311},-4.3087659388017592,-4.3087659388017592,0,0,0,0,0,0]
[5,"Río Mixteco",866.16709700175761,{"$f":"I48","v":0},102.32320592999999,2.6645000000000002E-3,7.9225935099999969,110.24846393999998,50.727891217500009,0,0,4.1668976756975686,0,802.47962660356006,{"$f":"$AS$48","v":939.79223140832744},-137.31260480476737,-137.31260480476737,0,0,0,0,0,0,null,"SIMBOLOGIA"]
[6,"Bajo Atoyac",775.08699999999999,{"$f":"I50","v":3300.5701464487843},262.91383558999996,0,7.4790557999999976,270.39289138999993,65.11461434749998,176.96502702702702,0,0,0,4047.3438964333113,{"$f":"$AS$50","v":4786.1535378776807},-738.80964144436939,-738.80964144436939,0,0,0,0,0,0,null,"Cp.- Volumen medio anual de escurrimiento natural "]
[7,"Río Cutzamala",2595.35,{"$f":"I52","v":0},3846.19327849,126.39325152000001,8.9716419599999746,3981.5581719699999,2351.0315446855006,0,484.55063999999999,61.177954735715893,94.241822107418159,324.85295587236664,{"$f":"$AS$52","v":384.15221533527188},-59.299259462905241,-59.299259462905241,0,0,0,0,0,0,null,"Ar.- Volumen medio anual de escurrimiento desde la cuenca aguas arriba"]
[8,"Medio Balsas",3253.3310000000001,{"$f":"I54","v":4372.1968523056767},4814.6161820099996,10.7761219,20.154190029999988,4845.5464939399999,5668.5954380254998,6,0,111.38754388377603,22.282793895618337,8320.906458611782,{"$f":"$AS$54","v":10748.735565981386},-2427.8291073696037,-2427.8291073696037,0,0,0,0,0,0,null,"Uc (a).- Volumen anual de extracción de agua superficial mediante títulos inscritos actualmente en el REPDA"]
[9,"Río Cupatitzio",1176.597,{"$f":"I56","v":0},1934.4505275000001,0,14.186341720000001,1948.6368692200001,1223.0214404855001,0,0,0,0,450.98157126549995,{"$f":"$AS$56","v":582.56653632330097},-131.58496505780101,-131.58496505780101,0,0,0,0,0,0,null,"Uc (b).- Volumen anual de extracción de agua superficial de títulos en proceso de inscripción en el REPDA"]
[10,"Río Tacámbaro",967.94200000000001,{"$f":"I58","v":0},228.65158845999994,0.2309136,0,228.88250205999995,87.297275568499984,0,0,0,0,826.35677350850005,{"$f":"$AS$58","v":1067.4666859651627},-241.10991245666264,-241.10991245666264,0,0,0,0,0,0,null,"Uc (c).- Volumen anual correspondiente a las reservas y las zonas reglamentadas"]
[11,"Río Tepalcatepec",1957.2090000000001,{"$f":"I60","v":0},1723.17388992,26.811063841000003,3.3509571600000001,1753.335910921,870.36914350119991,0,0,55.018745284627144,12.077664631384391,{"$f":"C18+D18-H18+I18+J18-K18-L18-M18","v":1007.1458226641884},{"$f":"$AS$60","v":1301.0053866182054},-293.85956395401706,-293.85956395401706,0,0,0,0,0,0,null,"R.- Volumen anual de retornos"]
[12,"Bajo Balsas",2296.377,{"$f":"I62","v":10605.39062604997},16070.589347640002,4.7632690000000005E-2,0.30465227999999733,16070.941632610002,14396.787822668502,0,0,565.16536639367587,30.068643750371159,{"$f":"C19+D19-H19+I19+J19-K19-L19-M19","v":10632.379805964423},{"$f":"$AS$62","v":0},{"$f":"N19-O19","v":10632.379805964423},10632.379805964423,0,0,0,0,0,0,null,"Im.- Volumen anual de importaciones"]
[13,"Cuenca cerrada Paracho-Nahuatzen",89.4,{"$f":"I64","v":0},1.0368E-2,0,0,{"$f":"E20+F20+G20","v":1.0368E-2},2.0736000000000001E-3,0,0,0,0,{"$f":"C20+D20-H20+I20+J20-K20-L20-M20","v":89.391705600000009},{"$f":"$AD$64","v":89.608396622694613},{"$f":"N20-O20","v":-0.21669102269460438},-0.21669102269460438,0,0,0,0,0,0,null,"Ex.- Volumen anual de exportaciones"]
[14,"Cuenca cerrada Zirahuen",51.216000000000001,{"$f":"I66","v":0},3.2950841300000002,0,0,3.2950841300000002,1.9990532004999997,0,0,0,0,49.919969070500002,{"$f":"$AD$66","v":52.998407167956422},-3.0784380974564201,-3.0784380974564201,0,0,0,0,0,0,null,"Ev.- Volumen medio anual de evaporación en embalses"]
[15,"Cuenca cerrada Libres-Oriental",294.06700000000001,{"$f":"I68","v":0},3.9834544300000001,8.9415879999999994,2.5802432199999998,{"$f":"E22+F22+G22","v":15.505285649999999},4.6367036075000003,0,0,0,0,283.1984179575,{"$f":"$AD$68","v":292.43638290842944},{"$f":"N22-O22","v":-9.2379649509294381},-9.2379649509294381,0,0,0,0,0,0,null,"Av.- Volumen medio anual de variación de almacenamiento en embalses"]
[null,"Totales",{"$f":"SUM(C8:C22)","v":18574.815295052955},null,{"$f":"SUM(E8:E22)","v":31067.817938280001},239.74326901099997,117.48929801999998,31425.050505310999,25492.580111683201,280.82913143236038,839.28166332425212,867.04958408400603,161.95288685683136,null,null,null,{"$f":"IF(Q20&Q21&Q22<0,Q19+Q20+Q21+Q22,Q19)","v":10632.379805964423},null,null,null,null,null,null,null,"Ab.- Volumen medio anual de escurrimiento de la cuenca hacia aguas abajo "]
["* Valores  en millones de metros cúbicos",null,null,null,null,null,null,null,null,null,null,null,null,null,null,null,null,"verificar estos datos",null,null,null,null,null,null,"Rxy.- Volumen anual actual comprometido aguas abajo y volumenes decretados para reservas medio ambiente"]
[null,null,null,null,null,null,null,null,null,null,null,null,null,null,null,null,null,null,null,null,null,null,null,null,"D.- Disponibilidad media anual de agua superficial en la cuenca hidrológica "]
[]
[]
[]
[]
[]
[]
[]
[]
[]
[]
["No LINEA","CUENCA O REGION","CONEXION",null,null,null,null,"OFERTA  POTENCIAL",null,null,null,null,"DEMANDA CONSUNTIVA",null,null,null,null,null,null,null,"OFERTA REAL",null,null,null,null,null,null,null,"EXTRACC Y VOLS RESERV PARA A ABAJO",null,null,null,null,null,null,null,null,null,null,null,null,"POR CUENCA PROPIA",null,null,"A LA SAL. DEL C PRINCIPAL",null,"DISPONIBILIDAD RELATIVA",null,null,null,"OFERTA - DEMANDA"]
[null,"HIDROLOGICA","DE ","HACIA",null,null,null,"Cp","Cp A Arriba","Im","R","TOTAL","Uc","Ev","Ex","TOTAL","TOTAL ACUM.","Dv","Ab","Ab","Cp","Ar1","Ar2","Ar3","Ar4","Ar5","Im","TOTAL","Uc","Re1","Re2","RImp","TOTAL","para Cp","para Ar1","para Ar2","para Ar3","para Ar4","para Ar5","para Im","TOTAL","RESERVADO","DISPONIBLE","DImp","RESERVADO","DISPONIBLE","INDICE","CLAVE","COLOR",null,"OFERTA","DEMANDA"]
["Cuenca Río Balsas"]
[null,null,null,null,null,null,null,null,null,null,null,null,null,null,null,null,null,null,null,null,{"$f":"IF(U40=0,\"\",U40/(SUM($U40:$AA40)))","v":1},"","","","","","",{"$f":"SUM(U39:AA39)","v":1},null,null,null,null,null,{"$f":"IF(U39=0,\"\",U39)","v":1},"","","","","","",{"$f":"SUM(AH39:AN39)","v":1}]
["A",{"$f":"A40","v":"A"},{"$f":"A40","v":"A"},"F",null,null,null,{"$f":"C8","v":551.05899999999997},null,{"$f":"J8","v":0},{"$f":"I8","v":231.526438106},{"$f":"SUM(H40:K40)","v":782.58543810599997},{"$f":"H8","v":338.20512538000003},{"$f":"L8","v":54.055202628752092},{"$f":"K8","v":348.73102332425219},{"$f":"SUM(M40:O40)","v":740.99135133300433},{"$f":"+P40","v":740.99135133300433},{"$f":"M8","v":3.3180904903927364},{"$f":"L40-Q40-R40","v":38.275996282602904},{"$f":"IF(S40<0,0,S40)","v":38.275996282602904},{"$f":"K40+H40","v":782.58543810599997},null,null,null,null,null,{"$f":"J40","v":0},{"$f":"SUM(U40:AA40)","v":782.58543810599997},{"$f":"+Q40","v":740.99135133300433},{"$f":"IF(V50=0,0,(AC50+R50+AD50)*V49)","v":44.825417073890172},{"$f":"AC40+R40+AD40","v":789.13485889728724},{"$f":"IF(AA40>0,(AC40+R40+AD40)*AA39,\"\")","v":""},{"$f":"SUM(AC40:AE40)","v":1574.9516273041818},{"$f":"IF(AH39=\"\",\"\",$AG40*AH39)","v":1574.9516273041818},"","","","","","",1574.9516273041818,{"$f":"+U40","v":782.58543810599997},{"$f":"IF(D40=\"MAR\",IF((AP40-AD40)<0,0,AP40-AD40),IF(D40=\"Cerrada\",IF((AP40-AD40)<0,0,AP40-AD40),IF((AP40-AE40)<0,0,AP40-AE40)))","v":0},{"$f":"IF(AA40=0,\"\",IF(AA40-AF40<0,0,AA40-AF40))","v":""},{"$f":"IF(D40=\"MAR\",0,IF(D40=\"Cerrada\",0,AD40))","v":44.825417073890172},{"$f":"IF(T40-AS40<0,0,T40-AS40)","v":0},{"$f":"IF(D40=\"MAR\",IF(AC40+R40+AD40=0,\"Infinito\",(I40+U40+AA40)/(AC40+R40)),IF(D40=\"Cerrada\",IF(AC40+R40+AD40=0,\"Infinito\",(I40+U40+AA40)/(AC40+R40)),IF(AC40+R40+AD40=0,\"Infinito\",(I40+U40+AA40)/(AC40+R40+AD40))))","v":0.9917005050309915},{"$f":"IF(AU40<1.4,\"1\", IF(AU40<3,\"2\", IF(AU40<9,\"3\", \"4\")))","v":"1"},{"$f":"IF(AU40<1.4,\"ROJO\", IF(AU40<3,\"AMARILLO\", IF(AU40<9,\"VERDE\", \"AZUL\")))","v":"ROJO"},{"$f":"IF(AU40<1.4,\"Déficit\", IF(AU40<3,\"Equilibrio\", IF(AU40<9,\"Disponibilidad\", \"Abundante\")))","v":"Déficit"},{"$f":"I40+U40+AA40","v":782.58543810599997},{"$f":"IF(D40=\"MAR\",AC40+R40,IF(D40=\"Cerrada\",AC40+R40,AC40+R40+AD40))","v":789.13485889728724}]
[null,null,null,null,null,null,null,null,null,null,null,null,null,null,null,null,null,null,null,null,{"$f":"IF(U42=0,\"\",U42/(SUM($U42:$AA42)))","v":1},"","","","","","",1,null,null,null,null,null,{"$f":"IF(U41=0,\"\",U41)","v":1},"","","","","","",1]
["B",{"$f":"A42","v":"B"},{"$f":"A42","v":"B"},"F",null,null,null,{"$f":"C9","v":2305.1889999999999},null,{"$f":"J9","v":0},{"$f":"I9","v":341.0850111260001},{"$f":"SUM(H42:K42)","v":2646.274011126},{"$f":"H9","v":1225.3618735499999},{"$f":"L9","v":13.682236801328775},{"$f":"K9","v":6},{"$f":"SUM(M42:O42)","v":1245.0441103513288},{"$f":"+P42","v":1245.0441103513288},{"$f":"M9","v":-3.6128018353436445E-2},{"$f":"L42-Q42-R42","v":1401.2660287930246},{"$f":"IF(S42<0,0,S42)","v":1401.2660287930246},{"$f":"K42+H42","v":2646.274011126},null,null,null,null,null,{"$f":"J42","v":0},2646.274011126,{"$f":"+Q42","v":1245.0441103513288},{"$f":"(AC50+R50+AD50)*W49","v":1641.037210589092},{"$f":"AC42+R42+AD42","v":2886.0451929220671},{"$f":"IF(AA42>0,(AC42+R42+AD42)*AA41,\"\")","v":""},{"$f":"SUM(AC42:AE42)","v":5772.1265138624876},{"$f":"IF(AH41=\"\",\"\",$AG42*AH41)","v":5772.1265138624876},"","","","","","",5772.1265138624876,{"$f":"+U42","v":2646.274011126},{"$f":"IF(D42=\"MAR\",IF((AP42-AD42)<0,0,AP42-AD42),IF(D42=\"Cerrada\",IF((AP42-AD42)<0,0,AP42-AD42),IF((AP42-AE42)<0,0,AP42-AE42)))","v":0},{"$f":"IF(AA42=0,\"\",IF(AA42-AF42<0,0,AA42-AF42))","v":""},{"$f":"IF(D42=\"MAR\",0,IF(D42=\"Cerrada\",0,AD42))","v":1641.037210589092},{"$f":"IF(T42-AS42<0,0,T42-AS42)","v":0},{"$f":"IF(D42=\"MAR\",IF(AC42+R42+AD42=0,\"Infinito\",(I42+U42+AA42)/(AC42+R42)),IF(D42=\"Cerrada\",IF(AC42+R42+AD42=0,\"Infinito\",(I42+U42+AA42)/(AC42+R42)),IF(AC42+R42+AD42=0,\"Infinito\",(I42+U42+AA42)/(AC42+R42+AD42))))","v":0.91692050339887321},{"$f":"IF(AU42<1.4,\"1\", IF(AU42<3,\"2\", IF(AU42<9,\"3\", \"4\")))","v":"1"},{"$f":"IF(AU42<1.4,\"ROJO\", IF(AU42<3,\"AMARILLO\", IF(AU42<9,\"VERDE\", \"AZUL\")))","v":"ROJO"},{"$f":"IF(AU42<1.4,\"Déficit\", IF(AU42<3,\"Equilibrio\", IF(AU42<9,\"Disponibilidad\", \"Abundante\")))","v":"Déficit"},{"$f":"I42+U42+AA42","v":2646.274011126},{"$f":"IF(D42=\"MAR\",AC42+R42,IF(D42=\"Cerrada\",AC42+R42,AC42+R42+AD42))","v":2886.0451929220671}]
[null,null,null,null,null,null,null,null,null,null,null,null,null,null,null,null,null,null,null,null,{"$f":"IF(U44=0,\"\",U44/(SUM($U44:$AA44)))","v":1},"","","","","","",1,null,null,null,null,null,{"$f":"IF(U43=0,\"\",U43)","v":1},"","","","","","",1]
["C",{"$f":"A44","v":"C"},{"$f":"A44","v":"C"},"F",null,null,null,{"$f":"C10","v":1053.3061980511961},null,{"$f":"J10","v":0},{"$f":"I10","v":17.608044022500003},{"$f":"SUM(H44:K44)","v":1070.9142420736962},{"$f":"H10","v":37.546952529999992},{"$f":"L10","v":0},{"$f":"K10","v":0},{"$f":"SUM(M44:O44)","v":37.546952529999992},{"$f":"+P44","v":37.546952529999992},{"$f":"M10","v":0},{"$f":"L44-Q44-R44","v":1033.3672895436962},{"$f":"IF(S44<0,0,S44)","v":1033.3672895436962},{"$f":"K44+H44","v":1070.9142420736962},null,null,null,null,null,{"$f":"J44","v":0},1070.9142420736962,{"$f":"+Q44","v":37.546952529999992},{"$f":"(AC50+R50+AD50)*X49","v":1210.1871732432303},{"$f":"AC44+R44+AD44","v":1247.7341257732303},{"$f":"IF(AA44>0,(AC44+R44+AD44)*AA43,\"\")","v":""},{"$f":"SUM(AC44:AE44)","v":2495.4682515464606},{"$f":"IF(AH43=\"\",\"\",$AG44*AH43)","v":2495.4682515464606},"","","","","","",2495.4682515464606,{"$f":"+U44","v":1070.9142420736962},{"$f":"IF(D44=\"MAR\",IF((AP44-AD44)<0,0,AP44-AD44),IF(D44=\"Cerrada\",IF((AP44-AD44)<0,0,AP44-AD44),IF((AP44-AE44)<0,0,AP44-AE44)))","v":0},{"$f":"IF(AA44=0,\"\",IF(AA44-AF44<0,0,AA44-AF44))","v":""},{"$f":"IF(D44=\"MAR\",0,IF(D44=\"Cerrada\",0,AD44))","v":1210.1871732432303},{"$f":"IF(T44-AS44<0,0,T44-AS44)","v":0},{"$f":"IF(D44=\"MAR\",IF(AC44+R44+AD44=0,\"Infinito\",(I44+U44+AA44)/(AC44+R44)),IF(D44=\"Cerrada\",IF(AC44+R44+AD44=0,\"Infinito\",(I44+U44+AA44)/(AC44+R44)),IF(AC44+R44+AD44=0,\"Infinito\",(I44+U44+AA44)/(AC44+R44+AD44))))","v":0.85828721035424316},{"$f":"IF(AU44<1.4,\"1\", IF(AU44<3,\"2\", IF(AU44<9,\"3\", \"4\")))","v":"1"},{"$f":"IF(AU44<1.4,\"ROJO\", IF(AU44<3,\"AMARILLO\", IF(AU44<9,\"VERDE\", \"AZUL\")))","v":"ROJO"},{"$f":"IF(AU44<1.4,\"Déficit\", IF(AU44<3,\"Equilibrio\", IF(AU44<9,\"Disponibilidad\", \"Abundante\")))","v":"Déficit"},{"$f":"I44+U44+AA44","v":1070.9142420736962},{"$f":"IF(D44=\"MAR\",AC44+R44,IF(D44=\"Cerrada\",AC44+R44,AC44+R44+AD44))","v":1247.7341257732303}]
[null,null,null,null,null,null,null,null,null,null,null,null,null,null,null,null,null,null,null,null,{"$f":"IF(U46=0,\"\",U46/(SUM($U46:$AA46)))","v":0.84295502266607925},"","","","","",0.15704497733392073,1,null,null,null,null,null,{"$f":"IF(U45=0,\"\",U45)","v":0.84295502266607925},"","","","","",0.15704497733392073,1]
["D",{"$f":"A46","v":"D"},{"$f":"A46","v":"D"},"F",null,null,null,{"$f":"C11","v":342.51799999999997},null,{"$f":"J11","v":97.86410440533335},{"$f":"I11","v":182.77761752100002},{"$f":"SUM(H46:K46)","v":623.1597219263333},{"$f":"H11","v":595.58288002000006},{"$f":"L11","v":2.3956366804327338},{"$f":"K11","v":0},{"$f":"SUM(M46:O46)","v":597.97851670043281},{"$f":"+P46","v":597.97851670043281},{"$f":"M11","v":0},{"$f":"L46-Q46-R46","v":25.181205225900499},{"$f":"IF(S46<0,0,S46)","v":25.181205225900499},{"$f":"K46+H46","v":525.29561752099994},null,null,null,null,null,{"$f":"J46","v":97.86410440533335},623.1597219263333,{"$f":"+Q46","v":597.97851670043281},{"$f":"(AC50+R50+AD50)*Y49","v":29.489971164702311},{"$f":"(AC46+AD46)*U45","v":528.92771341060541},{"$f":"IF(AA46>0,(AC46+R46+AD46)*AA45,\"\")","v":98.540774454529654},{"$f":"SUM(AC46:AE46)","v":1156.3962012757406},{"$f":"IF(AH45=\"\",\"\",$AG46*AH45)","v":974.7899860573599},"","","","","",181.60621521838073,1156.3962012757406,{"$f":"+U46","v":525.29561752099994},{"$f":"IF(D46=\"MAR\",IF((AP46-AD46)<0,0,AP46-AD46),IF(D46=\"Cerrada\",IF((AP46-AD46)<0,0,AP46-AD46),IF((AP46-AE46)<0,0,AP46-AE46)))","v":0},{"$f":"IF(AA46=0,\"\",IF(AA46-AF46<0,0,AA46-AF46))","v":0},{"$f":"IF(D46=\"MAR\",0,IF(D46=\"Cerrada\",0,AD46))","v":29.489971164702311},{"$f":"IF(T46-AS46<0,0,T46-AS46)","v":0},{"$f":"IF(D46=\"MAR\",IF(AC46+R46+AD46=0,\"Infinito\",(I46+U46+AA46)/(AC46+R46)),IF(D46=\"Cerrada\",IF(AC46+R46+AD46=0,\"Infinito\",(I46+U46+AA46)/(AC46+R46)),IF(AC46+R46+AD46=0,\"Infinito\",(I46+U46+AA46)/(AC46+R46+AD46))))","v":0.99313309588906729},{"$f":"IF(AU46<1.4,\"1\", IF(AU46<3,\"2\", IF(AU46<9,\"3\", \"4\")))","v":"1"},{"$f":"IF(AU46<1.4,\"ROJO\", IF(AU46<3,\"AMARILLO\", IF(AU46<9,\"VERDE\", \"AZUL\")))","v":"ROJO"},{"$f":"IF(AU46<1.4,\"Déficit\", IF(AU46<3,\"Equilibrio\", IF(AU46<9,\"Disponibilidad\", \"Abundante\")))","v":"Déficit"},{"$f":"IF(I46+U46+AA46<=0,0,I46+U46+AA46)","v":623.1597219263333},{"$f":"IF(D46=\"MAR\",AC46+R46,IF(D46=\"Cerrada\",AC46+R46,AC46+R46+AD46))","v":627.4684878651351}]
[null,null,null,null,null,null,null,null,null,null,null,null,null,null,null,null,null,null,null,null,{"$f":"IF(U48=0,\"\",U48/(SUM($U48:$AA48)))","v":1},"","","","","","",1,null,null,null,null,null,{"$f":"IF(U47=0,\"\",U47)","v":1},"","","","","","",1]
["E",{"$f":"A48","v":"E"},{"$f":"A48","v":"E"},"F",null,null,null,{"$f":"C12","v":866.16709700175761},null,{"$f":"J12","v":0},{"$f":"I12","v":50.727891217500009},{"$f":"SUM(H48:K48)","v":916.89498821925758},{"$f":"H12","v":110.24846393999998},{"$f":"L12","v":4.1668976756975686},{"$f":"K12","v":0},{"$f":"SUM(M48:O48)","v":114.41536161569755},{"$f":"+P48","v":114.41536161569755},{"$f":"M12","v":0},{"$f":"L48-Q48-R48","v":802.47962660356006},{"$f":"IF(S48<0,0,S48)","v":802.47962660356006},{"$f":"K48+H48","v":916.89498821925758},null,null,null,null,null,{"$f":"J48","v":0},916.89498821925758,{"$f":"+Q48","v":114.41536161569755},{"$f":"(AC50+R50+AD50)*Z49","v":939.79223140832744},{"$f":"AC48+R48+AD48","v":1054.2075930240251},{"$f":"IF(AA48>0,(AC48+R48+AD48)*AA47,\"\")","v":""},{"$f":"SUM(AC48:AE48)","v":2108.4151860480501},{"$f":"IF(AH47=\"\",\"\",$AG48*AH47)","v":2108.4151860480501},"","","","","","",2108.4151860480501,{"$f":"+U48","v":916.89498821925758},{"$f":"IF(D48=\"MAR\",IF((AP48-AD48)<0,0,AP48-AD48),IF(D48=\"Cerrada\",IF((AP48-AD48)<0,0,AP48-AD48),IF((AP48-AE48)<0,0,AP48-AE48)))","v":0},{"$f":"IF(AA48=0,\"\",IF(AA48-AF48<0,0,AA48-AF48))","v":""},{"$f":"IF(D48=\"MAR\",0,IF(D48=\"Cerrada\",0,AD48))","v":939.79223140832744},{"$f":"IF(T48-AS48<0,0,T48-AS48)","v":0},{"$f":"IF(D48=\"MAR\",IF(AC48+R48+AD48=0,\"Infinito\",(I48+U48+AA48)/(AC48+R48)),IF(D48=\"Cerrada\",IF(AC48+R48+AD48=0,\"Infinito\",(I48+U48+AA48)/(AC48+R48)),IF(AC48+R48+AD48=0,\"Infinito\",(I48+U48+AA48)/(AC48+R48+AD48))))","v":0.86974804041120379},{"$f":"IF(AU48<1.4,\"1\", IF(AU48<3,\"2\", IF(AU48<9,\"3\", \"4\")))","v":"1"},{"$f":"IF(AU48<1.4,\"ROJO\", IF(AU48<3,\"AMARILLO\", IF(AU48<9,\"VERDE\", \"AZUL\")))","v":"ROJO"},{"$f":"IF(AU48<1.4,\"Déficit\", IF(AU48<3,\"Equilibrio\", IF(AU48<9,\"Disponibilidad\", \"Abundante\")))","v":"Déficit"},{"$f":"IF(I48+U48+AA48<=0,0,I48+U48+AA48)","v":916.89498821925758},{"$f":"IF(D48=\"MAR\",AC48+R48,IF(D48=\"Cerrada\",AC48+R48,AC48+R48+AD48))","v":1054.2075930240251}]
[null,null,null,null,null,null,null,null,null,null,null,null,null,null,null,null,null,null,null,null,{"$f":"IF(U50=0,\"\",U50/(SUM($U50:$AA50)))","v":0.19459306012284011},8.8648285348350009E-3,0.32453715862088045,0.23933077450620718,{"$f":"IF(Y50=0,0,Y50/(SUM($U50:$AA50)))","v":5.8320380475519983E-3},0.18585654152580061,4.0985598641884773E-2,1,null,null,null,null,null,{"$f":"IF(U49=0,\"\",U49)","v":0.19459306012284011},8.8648285348350009E-3,0.32453715862088045,0.23933077450620718,5.8320380475519983E-3,0.18585654152580061,4.0985598641884773E-2,1]
["F",{"$f":"A50","v":"F"},{"$f":"A50","v":"F"},"H",null,null,null,{"$f":"C13","v":775.08699999999999},{"$f":"T40+T42+T44+T46+T48","v":3300.5701464487843},{"$f":"J13","v":176.96502702702702},{"$f":"I13","v":65.11461434749998},{"$f":"SUM(H50:K50)","v":4317.7367878233108},{"$f":"H13","v":270.39289138999993},{"$f":"L13","v":0},{"$f":"K13","v":0},{"$f":"SUM(M50:O50)","v":270.39289138999993},{"$f":"+P50","v":270.39289138999993},{"$f":"M13","v":0},{"$f":"L50-Q50-R50","v":4047.3438964333109},{"$f":"IF(S50<0,0,S50)","v":4047.3438964333109},{"$f":"K50+H50","v":840.20161434750003},{"$f":"T40","v":38.275996282602904},{"$f":"T42","v":1401.2660287930246},{"$f":"T44","v":1033.3672895436962},{"$f":"T46","v":25.181205225900499},{"$f":"T48","v":802.47962660356006},{"$f":"J50","v":176.96502702702702},4317.7367878233108,{"$f":"+Q50","v":270.39289138999993},{"$f":"(AC54+R54+AD54)*V53","v":4786.1535378776807},{"$f":"(AC50+R50+AD50)*U49","v":983.96884332441823},{"$f":"IF(AA50>0,(AC50+R50+AD50)*AA49,\"\")","v":207.24558246402074},{"$f":"SUM(AC50:AE50)","v":6040.5152725920989},{"$f":"IF(AH49=\"\",\"\",$AG50*AH49)","v":1175.4423516124482},53.548132153581065,1960.3716631730729,1445.6811986060402,35.228514896576051,1122.6692775977463,247.57413455263494,6040.5152725920989,{"$f":"+U50","v":840.20161434750003},{"$f":"IF(D50=\"MAR\",IF((AP50-AD50)<0,0,AP50-AD50),IF(D50=\"Cerrada\",IF((AP50-AD50)<0,0,AP50-AD50),IF((AP50-AE50)<0,0,AP50-AE50)))","v":0},{"$f":"IF(AA50=0,\"\",IF(AA50-AF50<0,0,AA50-AF50))","v":0},{"$f":"IF(D50=\"MAR\",0,IF(D50=\"Cerrada\",0,AD50))","v":4786.1535378776807},{"$f":"IF(T50-AS50<0,0,T50-AS50)","v":0},{"$f":"IF(D50=\"MAR\",IF(AC50+R50+AD50=0,\"Infinito\",(I50+U50+AA50)/(AC50+R50)),IF(D50=\"Cerrada\",IF(AC50+R50+AD50=0,\"Infinito\",(I50+U50+AA50)/(AC50+R50)),IF(AC50+R50+AD50=0,\"Infinito\",(I50+U50+AA50)/(AC50+R50+AD50))))","v":0.85389046619485531},{"$f":"IF(AU50<1.4,\"1\", IF(AU50<3,\"2\", IF(AU50<9,\"3\", \"4\")))","v":"1"},{"$f":"IF(AU50<1.4,\"ROJO\", IF(AU50<3,\"AMARILLO\", IF(AU50<9,\"VERDE\", \"AZUL\")))","v":"ROJO"},{"$f":"IF(AU50<1.4,\"Déficit\", IF(AU50<3,\"Equilibrio\", IF(AU50<9,\"Disponibilidad\", \"Abundante\")))","v":"Déficit"},{"$f":"IF(I50+U50+AA50<=0,0,I50+U50+AA50)","v":4317.7367878233108},{"$f":"IF(D50=\"MAR\",AC50+R50,IF(D50=\"Cerrada\",AC50+R50,AC50+R50+AD50))","v":5056.5464292676807}]
[null,null,null,null,null,null,null,null,null,null,null,null,null,null,null,null,null,null,null,null,{"$f":"IF(U52=0,\"\",U52/(SUM($U52:$AA52)))","v":1},"","","","","","",1,null,null,null,null,null,{"$f":"IF(U51=0,\"\",U51)","v":1},"","","","","","",1]
["G",{"$f":"A52","v":"G"},{"$f":"A52","v":"G"},"H",null,null,null,{"$f":"C14","v":2595.35},null,{"$f":"J14","v":0},{"$f":"I14","v":2351.0315446855006},{"$f":"SUM(H52:K52)","v":4946.3815446855006},{"$f":"H14","v":3981.5581719699999},{"$f":"L14","v":61.177954735715893},{"$f":"K14","v":484.55063999999999},{"$f":"SUM(M52:O52)","v":4527.2867667057162},{"$f":"+P52","v":4527.2867667057162},{"$f":"M14","v":94.241822107418159},{"$f":"L52-Q52-R52","v":324.85295587236618},{"$f":"IF(S52<0,0,S52)","v":324.85295587236618},{"$f":"K52+H52","v":4946.3815446855006},null,null,null,null,null,{"$f":"J52","v":0},4946.3815446855006,{"$f":"+Q52","v":4527.2867667057162},{"$f":"(AC54+R54+AD54)*W53","v":384.15221533527188},{"$f":"AC52+R52+AD52","v":5005.6808041484064},{"$f":"IF(AA52>0,(AC52+R52+AD52)*AA51,\"\")","v":""},{"$f":"SUM(AC52:AE52)","v":9917.1197861893943},{"$f":"IF(AH51=\"\",\"\",$AG52*AH51)","v":9917.1197861893943},"","","","","","",9917.1197861893943,{"$f":"+U52","v":4946.3815446855006},{"$f":"IF(D52=\"MAR\",IF((AP52-AD52)<0,0,AP52-AD52),IF(D52=\"Cerrada\",IF((AP52-AD52)<0,0,AP52-AD52),IF((AP52-AE52)<0,0,AP52-AE52)))","v":0},{"$f":"IF(AA52=0,\"\",IF(AA52-AF52<0,0,AA52-AF52))","v":""},{"$f":"IF(D52=\"MAR\",0,IF(D52=\"Cerrada\",0,AD52))","v":384.15221533527188},{"$f":"IF(T52-AS52<0,0,T52-AS52)","v":0},{"$f":"IF(D52=\"MAR\",IF(AC52+R52+AD52=0,\"Infinito\",(I52+U52+AA52)/(AC52+R52)),IF(D52=\"Cerrada\",IF(AC52+R52+AD52=0,\"Infinito\",(I52+U52+AA52)/(AC52+R52)),IF(AC52+R52+AD52=0,\"Infinito\",(I52+U52+AA52)/(AC52+R52+AD52))))","v":0.98815360751453385},{"$f":"IF(AU52<1.4,\"1\", IF(AU52<3,\"2\", IF(AU52<9,\"3\", \"4\")))","v":"1"},{"$f":"IF(AU52<1.4,\"ROJO\", IF(AU52<3,\"AMARILLO\", IF(AU52<9,\"VERDE\", \"AZUL\")))","v":"ROJO"},{"$f":"IF(AU52<1.4,\"Déficit\", IF(AU52<3,\"Equilibrio\", IF(AU52<9,\"Disponibilidad\", \"Abundante\")))","v":"Déficit"},{"$f":"IF(I52+U52+AA52<=0,0,I52+U52+AA52)","v":4946.3815446855006},{"$f":"IF(D52=\"MAR\",AC52+R52,IF(D52=\"Cerrada\",AC52+R52,AC52+R52+AD52))","v":5005.6808041484064}]
[null,null,null,null,null,null,null,null,null,null,null,null,null,null,null,null,null,null,null,null,{"$f":"IF(U54=0,\"\",U54/(SUM($U54:$AA54)))","v":0.6708153182693799},0.30430875023358755,2.4424807859377163E-2,"","","",4.5112363765543697E-4,1,null,null,null,null,null,{"$f":"IF(U53=0,\"\",U53)","v":0.6708153182693799},0.30430875023358755,2.4424807859377163E-2,"","","",4.5112363765543697E-4,1]
["H",{"$f":"A54","v":"H"},{"$f":"A54","v":"H"},"L",null,null,null,{"$f":"C15","v":3253.3310000000001},{"$f":"T50+T52","v":4372.1968523056767},{"$f":"J15","v":6},{"$f":"I15","v":5668.5954380254998},{"$f":"SUM(H54:K54)","v":13300.123290331176},{"$f":"H15","v":4845.5464939399999},{"$f":"L15","v":111.38754388377603},{"$f":"K15","v":0},{"$f":"SUM(M54:O54)","v":4956.9340378237757},{"$f":"+P54","v":4956.9340378237757},{"$f":"M15","v":22.282793895618337},{"$f":"L54-Q54-R54","v":8320.906458611782},{"$f":"IF(S54<0,0,S54)","v":8320.906458611782},{"$f":"K54+H54","v":8921.9264380255008},{"$f":"T50","v":4047.3438964333109},{"$f":"T52","v":324.85295587236618},null,null,null,{"$f":"J54","v":6},13300.123290331177,{"$f":"+Q54","v":4956.9340378237757},{"$f":"(AC62+R62)*V61","v":10748.735565981386},{"$f":"(AC54+AD54+R54)*U53","v":10550.551393389305},{"$f":"IF(AA54>0,(AC54+R54+AD54)*AA53,\"\")","v":7.0952510985223274},{"$f":"SUM(AC54:AE54)","v":26256.220997194469},{"$f":"IF(AH53=\"\",\"\",$AG54*AH53)","v":17613.075244784184},7989.9977975131287,641.30315296981917,"","","",11.844801927339434,26256.220997194472,{"$f":"+U54","v":8921.9264380255008},{"$f":"IF(D54=\"MAR\",IF((AP54-AD54)<0,0,AP54-AD54),IF(D54=\"Cerrada\",IF((AP54-AD54)<0,0,AP54-AD54),IF((AP54-AE54)<0,0,AP54-AE54)))","v":0},{"$f":"IF(AA54=0,\"\",IF(AA54-AF54<0,0,AA54-AF54))","v":0},{"$f":"IF(D54=\"MAR\",0,IF(D54=\"Cerrada\",0,AD54))","v":10748.735565981386},{"$f":"IF(T54-AS54<0,0,T54-AS54)","v":0},{"$f":"IF(D54=\"MAR\",IF(AC54+R54+AD54=0,\"Infinito\",(I54+U54+AA54)/(AC54+R54)),IF(D54=\"Cerrada\",IF(AC54+R54+AD54=0,\"Infinito\",(I54+U54+AA54)/(AC54+R54)),IF(AC54+R54+AD54=0,\"Infinito\",(I54+U54+AA54)/(AC54+R54+AD54))))","v":0.84563603411436328},{"$f":"IF(AU54<1.4,\"1\", IF(AU54<3,\"2\", IF(AU54<9,\"3\", \"4\")))","v":"1"},{"$f":"IF(AU54<1.4,\"ROJO\", IF(AU54<3,\"AMARILLO\", IF(AU54<9,\"VERDE\", \"AZUL\")))","v":"ROJO"},{"$f":"IF(AU54<1.4,\"Déficit\", IF(AU54<3,\"Equilibrio\", IF(AU54<9,\"Disponibilidad\", \"Abundante\")))","v":"Déficit"},{"$f":"IF(I54+U54+AA54<=0,0,I54+U54+AA54)","v":13300.123290331177},{"$f":"IF(D54=\"MAR\",AC54+R54,IF(D54=\"Cerrada\",AC54+R54,AC54+R54+AD54))","v":15727.952397700779}]
[null,null,null,null,null,null,null,null,null,null,null,null,null,null,null,null,null,null,null,null,{"$f":"IF(U56=0,\"\",U56/(SUM($U56:$AA56)))","v":1},"","","","","","",1,null,null,null,null,null,{"$f":"IF(U55=0,\"\",U55)","v":1},"","","","","","",1]
["I",{"$f":"A56","v":"I"},{"$f":"A56","v":"I"},"L",null,null,null,{"$f":"C16","v":1176.597},null,{"$f":"J16","v":0},{"$f":"I16","v":1223.0214404855001},{"$f":"SUM(H56:K56)","v":2399.6184404855003},{"$f":"H16","v":1948.6368692200001},{"$f":"L16","v":0},{"$f":"K16","v":0},{"$f":"SUM(M56:O56)","v":1948.6368692200001},{"$f":"+P56","v":1948.6368692200001},{"$f":"M16","v":0},{"$f":"L56-Q56-R56","v":450.98157126550018},{"$f":"IF(S56<0,0,S56)","v":450.98157126550018},{"$f":"K56+H56","v":2399.6184404855003},null,null,null,null,null,{"$f":"J56","v":0},2399.6184404855003,{"$f":"+Q56","v":1948.6368692200001},{"$f":"(AC62+R62)*W61","v":582.56653632330097},{"$f":"AC56+R56+AD56","v":2531.203405543301},{"$f":"IF(AA56>0,(AC56+R56+AD56)*AA55,\"\")","v":""},{"$f":"SUM(AC56:AE56)","v":5062.4068110866019},{"$f":"IF(AH55=\"\",\"\",$AG56*AH55)","v":5062.4068110866019},"","","","","","",5062.4068110866019,{"$f":"+U56","v":2399.6184404855003},{"$f":"IF(D56=\"MAR\",IF((AP56-AD56)<0,0,AP56-AD56),IF(D56=\"Cerrada\",IF((AP56-AD56)<0,0,AP56-AD56),IF((AP56-AE56)<0,0,AP56-AE56)))","v":0},{"$f":"IF(AA56=0,\"\",IF(AA56-AF56<0,0,AA56-AF56))","v":""},{"$f":"IF(D56=\"MAR\",0,IF(D56=\"Cerrada\",0,AD56))","v":582.56653632330097},{"$f":"IF(T56-AS56<0,0,T56-AS56)","v":0},{"$f":"IF(D56=\"MAR\",IF(AC56+R56+AD56=0,\"Infinito\",(I56+U56+AA56)/(AC56+R56)),IF(D56=\"Cerrada\",IF(AC56+R56+AD56=0,\"Infinito\",(I56+U56+AA56)/(AC56+R56)),IF(AC56+R56+AD56=0,\"Infinito\",(I56+U56+AA56)/(AC56+R56+AD56))))","v":0.94801485934728458},{"$f":"IF(AU56<1.4,\"1\", IF(AU56<3,\"2\", IF(AU56<9,\"3\", \"4\")))","v":"1"},{"$f":"IF(AU56<1.4,\"ROJO\", IF(AU56<3,\"AMARILLO\", IF(AU56<9,\"VERDE\", \"AZUL\")))","v":"ROJO"},{"$f":"IF(AU56<1.4,\"Déficit\", IF(AU56<3,\"Equilibrio\", IF(AU56<9,\"Disponibilidad\", \"Abundante\")))","v":"Déficit"},{"$f":"IF(I56+U56+AA56<=0,0,I56+U56+AA56)","v":2399.6184404855003},{"$f":"IF(D56=\"MAR\",AC56+R56,IF(D56=\"Cerrada\",AC56+R56,AC56+R56+AD56))","v":2531.203405543301}]
[null,null,null,null,null,null,null,null,null,null,null,null,null,null,null,null,null,null,null,null,{"$f":"IF(U58=0,\"\",U58/(SUM($U58:$AA58)))","v":1},"","","","","","",1,null,null,null,null,null,{"$f":"IF(U57=0,\"\",U57)","v":1},"","","","","","",1]
["J",{"$f":"A58","v":"J"},{"$f":"A58","v":"J"},"L",null,null,null,{"$f":"C17","v":967.94200000000001},null,{"$f":"J17","v":0},{"$f":"I17","v":87.297275568499984},{"$f":"SUM(H58:K58)","v":1055.2392755685},{"$f":"H17","v":228.88250205999995},{"$f":"L17","v":0},{"$f":"K17","v":0},{"$f":"SUM(M58:O58)","v":228.88250205999995},{"$f":"+P58","v":228.88250205999995},{"$f":"M17","v":0},{"$f":"L58-Q58-R58","v":826.35677350850005},{"$f":"IF(S58<0,0,S58)","v":826.35677350850005},{"$f":"K58+H58","v":1055.2392755685},null,null,null,null,null,{"$f":"J58","v":0},1055.2392755685,{"$f":"+Q58","v":228.88250205999995},{"$f":"(AC62+R62)*X61","v":1067.4666859651627},{"$f":"AC58+R58+AD58","v":1296.3491880251627},{"$f":"IF(AA58>0,(AC58+R58+AD58)*AA57,\"\")","v":""},{"$f":"SUM(AC58:AE58)","v":2592.6983760503254},{"$f":"IF(AH57=\"\",\"\",$AG58*AH57)","v":2592.6983760503254},"","","","","","",2592.6983760503254,{"$f":"+U58","v":1055.2392755685},{"$f":"IF(D58=\"MAR\",IF((AP58-AD58)<0,0,AP58-AD58),IF(D58=\"Cerrada\",IF((AP58-AD58)<0,0,AP58-AD58),IF((AP58-AE58)<0,0,AP58-AE58)))","v":0},{"$f":"IF(AA58=0,\"\",IF(AA58-AF58<0,0,AA58-AF58))","v":""},{"$f":"IF(D58=\"MAR\",0,IF(D58=\"Cerrada\",0,AD58))","v":1067.4666859651627},{"$f":"IF(T58-AS58<0,0,T58-AS58)","v":0},{"$f":"IF(D58=\"MAR\",IF(AC58+R58+AD58=0,\"Infinito\",(I58+U58+AA58)/(AC58+R58)),IF(D58=\"Cerrada\",IF(AC58+R58+AD58=0,\"Infinito\",(I58+U58+AA58)/(AC58+R58)),IF(AC58+R58+AD58=0,\"Infinito\",(I58+U58+AA58)/(AC58+R58+AD58))))","v":0.81400851353641412},{"$f":"IF(AU58<1.4,\"1\", IF(AU58<3,\"2\", IF(AU58<9,\"3\", \"4\")))","v":"1"},{"$f":"IF(AU58<1.4,\"ROJO\", IF(AU58<3,\"AMARILLO\", IF(AU58<9,\"VERDE\", \"AZUL\")))","v":"ROJO"},{"$f":"IF(AU58<1.4,\"Déficit\", IF(AU58<3,\"Equilibrio\", IF(AU58<9,\"Disponibilidad\", \"Abundante\")))","v":"Déficit"},{"$f":"IF(I58+U58+AA58<=0,0,I58+U58+AA58)","v":1055.2392755685},{"$f":"IF(D58=\"MAR\",AC58+R58,IF(D58=\"Cerrada\",AC58+R58,AC58+R58+AD58))","v":1296.3491880251627}]
[null,null,null,null,null,null,null,null,null,null,null,null,null,null,null,null,null,null,null,null,{"$f":"IF(U60=0,\"\",U60/(SUM($U60:$AA60)))","v":1},"","","","","","",1,null,null,null,null,null,null,{"$f":"IF(V59=0,\"\",V59)","v":""},"","","","",""]
["K",{"$f":"A60","v":"K"},{"$f":"A60","v":"K"},"L",null,null,null,{"$f":"C18","v":1957.2090000000001},null,{"$f":"J18","v":0},{"$f":"I18","v":870.36914350119991},{"$f":"SUM(H60:K60)","v":2827.5781435012},{"$f":"H18","v":1753.335910921},{"$f":"L18","v":55.018745284627144},{"$f":"K18","v":0},{"$f":"SUM(M60:O60)","v":1808.3546562056272},{"$f":"+P60","v":1808.3546562056272},{"$f":"M18","v":12.077664631384391},{"$f":"L60-Q60-R60","v":1007.1458226641884},{"$f":"IF(S60<0,0,S60)","v":1007.1458226641884},{"$f":"K60+H60","v":2827.5781435012},null,null,null,null,null,{"$f":"J60","v":0},2827.5781435012,{"$f":"+Q60","v":1808.3546562056272},{"$f":"(AC62+R62)*Y61","v":1301.0053866182054},{"$f":"AC60+R60+AD60","v":3121.4377074552167},{"$f":"IF(AA60>0,(AC60+R60+AD60)*AA59,\"\")","v":""},{"$f":"SUM(AC60:AE60)","v":6230.7977502790491},{"$f":"IF(AH59=\"\",\"\",$AG60*AH59)","v":""},"","","","","","",{"$f":"SUM(AH60:AN60)","v":0},{"$f":"+U60","v":2827.5781435012},{"$f":"IF(D60=\"MAR\",IF((AP60-AD60)<0,0,AP60-AD60),IF(D60=\"Cerrada\",IF((AP60-AD60)<0,0,AP60-AD60),IF((AP60-AE60)<0,0,AP60-AE60)))","v":0},{"$f":"IF(AA60=0,\"\",IF(AA60-AF60<0,0,AA60-AF60))","v":""},{"$f":"IF(D60=\"MAR\",0,IF(D60=\"Cerrada\",0,AD60))","v":1301.0053866182054},{"$f":"IF(T60-AS60<0,0,T60-AS60)","v":0},{"$f":"IF(D60=\"MAR\",IF(AC60+R60+AD60=0,\"Infinito\",(I60+U60+AA60)/(AC60+R60)),IF(D60=\"Cerrada\",IF(AC60+R60+AD60=0,\"Infinito\",(I60+U60+AA60)/(AC60+R60)),IF(AC60+R60+AD60=0,\"Infinito\",(I60+U60+AA60)/(AC60+R60+AD60))))","v":0.90585762347518106},{"$f":"IF(AU60<1.4,\"1\", IF(AU60<3,\"2\", IF(AU60<9,\"3\", \"4\")))","v":"1"},{"$f":"IF(AU60<1.4,\"ROJO\", IF(AU60<3,\"AMARILLO\", IF(AU60<9,\"VERDE\", \"AZUL\")))","v":"ROJO"},{"$f":"IF(AU60<1.4,\"Déficit\", IF(AU60<3,\"Equilibrio\", IF(AU60<9,\"Disponibilidad\", \"Abundante\")))","v":"Déficit"},{"$f":"IF(I60+U60+AA60<=0,0,I60+U60+AA60)","v":2827.5781435012},{"$f":"IF(D60=\"MAR\",AC60+R60,IF(D60=\"Cerrada\",AC60+R60,AC60+R60+AD60))","v":3121.4377074552167}]
[null,null,null,null,null,null,null,null,null,null,null,null,null,null,null,null,null,null,null,null,{"$f":"IF(U62=0,\"\",U62/(SUM($U62:$AA62)))","v":0.17798933189304875},0.64494313490897426,3.4955022004498272E-2,6.4049888159510973E-2,7.8062623033967798E-2,"","",1,null,null,null,null,null,null,{"$f":"IF(V61=0,\"\",V61)","v":0.64494313490897426},3.4955022004498272E-2,6.4049888159510973E-2,7.8062623033967798E-2,"",""]
["L",{"$f":"A62","v":"L"},{"$f":"A62","v":"L"},"MAR",null,null,null,{"$f":"C19","v":2296.377},{"$f":"T54+T56+T58+T60","v":10605.39062604997},{"$f":"J19","v":0},{"$f":"I19","v":14396.787822668502},{"$f":"SUM(H62:K62)","v":27298.555448718471},{"$f":"H19","v":16070.941632610002},{"$f":"L19","v":565.16536639367587},{"$f":"K19","v":0},{"$f":"SUM(M62:O62)","v":16636.106999003678},{"$f":"+P62","v":16636.106999003678},{"$f":"M19","v":30.068643750371159},{"$f":"L62-Q62-R62","v":10632.379805964421},{"$f":"IF(S62<0,0,S62)","v":10632.379805964421},{"$f":"+H62","v":2296.377},{"$f":"T54","v":8320.906458611782},{"$f":"T56","v":450.98157126550018},{"$f":"T58","v":826.35677350850005},{"$f":"T60","v":1007.1458226641884},null,{"$f":"J62","v":0},12901.76762604997,{"$f":"+Q62","v":16636.106999003678},{"$f":"(AC62+R62)*U61","v":2966.4014678659955},null,{"$f":"IF(AA62>0,(AC62+R62+AD62)*AA61,\"\")","v":""},{"$f":"SUM(AC62:AE62)","v":19602.508466869673},{"$f":"IF(AH61=\"\",\"\",$AG62*AH61)","v":""},12642.503262702638,685.20611480279308,1255.5384749488694,1530.2232289694093,"","",{"$f":"SUM(AH62:AN62)","v":16113.47108142371},{"$f":"+U62","v":2296.377},{"$f":"IF(D62=\"MAR\",IF((AP62-AD62)<0,0,AP62-AD62),IF(D62=\"Cerrada\",IF((AP62-AD62)<0,0,AP62-AD62),IF((AP62-AE62)<0,0,AP62-AE62)))","v":0},{"$f":"IF(AA62=0,\"\",IF(AA62-AF62<0,0,AA62-AF62))","v":""},{"$f":"IF(D62=\"MAR\",0,IF(D62=\"Cerrada\",0,AD62))","v":0},{"$f":"IF(T62-AS62<0,0,T62-AS62)","v":10632.379805964421},{"$f":"IF(D62=\"MAR\",IF(AC62+R62+AD62=0,\"Infinito\",(I62+U62+AA62)/(AC62+R62)),IF(D62=\"Cerrada\",IF(AC62+R62+AD62=0,\"Infinito\",(I62+U62+AA62)/(AC62+R62)),IF(AC62+R62+AD62=0,\"Infinito\",(I62+U62+AA62)/(AC62+R62+AD62))))","v":0.77412886451003349},{"$f":"IF(AU62<1.4,\"1\", IF(AU62<3,\"2\", IF(AU62<9,\"3\", \"4\")))","v":"1"},{"$f":"IF(AU62<1.4,\"ROJO\", IF(AU62<3,\"AMARILLO\", IF(AU62<9,\"VERDE\", \"AZUL\")))","v":"ROJO"},{"$f":"IF(AU62<1.4,\"Déficit\", IF(AU62<3,\"Equilibrio\", IF(AU62<9,\"Disponibilidad\", \"Abundante\")))","v":"Déficit"},{"$f":"IF(I62+U62+AA62<=0,0,I62+U62+AA62)","v":12901.76762604997},{"$f":"IF(D62=\"MAR\",AC62+R62,IF(D62=\"Cerrada\",AC62+R62,AC62+R62+AD62))","v":16666.175642754049}]
[null,null,null,null,null,null,null,null,null,null,null,null,null,null,null,null,null,null,null,null,{"$f":"IF(U64=0,\"\",U64/(SUM($U64:$AA64)))","v":1},"","","","","","",1,null,null,null,null,null,{"$f":"IF(U63=0,\"\",U63)","v":1},"","","","","",""]
["M",{"$f":"A64","v":"M"},{"$f":"A64","v":"M"},"Cerrada",null,null,null,{"$f":"C20","v":89.4},null,{"$f":"J20","v":0},{"$f":"I20","v":2.0736000000000001E-3},{"$f":"SUM(H64:K64)","v":89.402073600000008},{"$f":"H20","v":1.0368E-2},{"$f":"L20","v":0},{"$f":"K20","v":0},{"$f":"SUM(M64:O64)","v":1.0368E-2},{"$f":"+P64","v":1.0368E-2},{"$f":"M20","v":0},{"$f":"L64-Q64-R64","v":89.391705600000009},{"$f":"IF(S64<0,0,S64)","v":89.391705600000009},{"$f":"K64+H64","v":89.402073600000008},null,null,null,null,null,{"$f":"J64","v":0},89.402073600000008,{"$f":"+Q64","v":1.0368E-2},{"$f":"AE71","v":89.608396622694613},null,{"$f":"IF(AA64>0,(AC64+R64+AD64)*AA63,\"\")","v":""},{"$f":"SUM(AC64:AE64)","v":89.618764622694613},{"$f":"IF(AH63=\"\",\"\",$AG64*AH63)","v":89.618764622694613},"","","","","","",{"$f":"SUM(AH64:AN64)","v":89.618764622694613},{"$f":"+U64","v":89.402073600000008},{"$f":"IF(D64=\"MAR\",IF((AP64-AD64)<0,0,AP64-AD64),IF(D64=\"Cerrada\",IF((AP64-AD64)<0,0,AP64-AD64),IF((AP64-AE64)<0,0,AP64-AE64)))","v":0},{"$f":"IF(AA64=0,\"\",IF(AA64-AF64<0,0,AA64-AF64))","v":""},{"$f":"IF(D64=\"MAR\",0,IF(D64=\"Cerrada\",0,AD64))","v":0},0,{"$f":"IF(D64=\"MAR\",IF(AC64+R64+AD64=0,\"Infinito\",(I64+U64+AA64)/(AC64+R64+AD64)),IF(D64=\"Cerrada\",IF(AC64+R64+AD64=0,\"Infinito\",(I64+U64+AA64)/(AC64+R64+AD64)),IF(AC64+R64+AD64=0,\"Infinito\",(I64+U64+AA64)/(AC64+R64+AD64))))","v":0.9975820797842182},{"$f":"IF(AU64<1.4,\"1\", IF(AU64<3,\"2\", IF(AU64<9,\"3\", \"4\")))","v":"1"},{"$f":"IF(AU64<1.4,\"ROJO\", IF(AU64<3,\"AMARILLO\", IF(AU64<9,\"VERDE\", \"AZUL\")))","v":"ROJO"},{"$f":"IF(AU64<1.4,\"Déficit\", IF(AU64<3,\"Equilibrio\", IF(AU64<9,\"Disponibilidad\", \"Abundante\")))","v":"Déficit"},{"$f":"IF(I64+U64+AA64<=0,0,I64+U64+AA64)","v":89.402073600000008},{"$f":"IF(D64=\"MAR\",AC64+R64,IF(D64=\"Cerrada\",AC64+R64,AC64+R64+AD64))","v":1.0368E-2}]
[null,null,null,null,null,null,null,null,null,null,null,null,null,null,null,null,null,null,null,null,{"$f":"IF(U66=0,\"\",U66/(SUM($U66:$AA66)))","v":1},"","","","","","",1,null,null,null,null,null,{"$f":"IF(U65=0,\"\",U65)","v":1},"","","","","","",{"$f":"SUM(AH65:AN65)","v":1}]
["N",{"$f":"A66","v":"N"},{"$f":"A66","v":"N"},"Cerrada",null,null,null,{"$f":"C21","v":51.216000000000001},null,{"$f":"J21","v":0},{"$f":"I21","v":1.9990532004999997},{"$f":"SUM(H66:K66)","v":53.215053200500002},{"$f":"H21","v":3.2950841300000002},{"$f":"L21","v":0},{"$f":"K21","v":0},{"$f":"SUM(M66:O66)","v":3.2950841300000002},{"$f":"+P66","v":3.2950841300000002},{"$f":"M21","v":0},{"$f":"L66-Q66-R66","v":49.919969070500002},{"$f":"IF(S66<0,0,S66)","v":49.919969070500002},{"$f":"K66+H66","v":53.215053200500002},null,null,null,null,null,{"$f":"J66","v":0},53.215053200500002,{"$f":"+Q66","v":3.2950841300000002},{"$f":"AE72","v":52.998407167956422},null,{"$f":"IF(AA66>0,(AC66+R66+AD66)*AA65,\"\")","v":""},{"$f":"SUM(AC66:AE66)","v":56.293491297956422},{"$f":"IF(AH65=\"\",\"\",$AG66*AH65)","v":56.293491297956422},"","","","","","",{"$f":"SUM(AH66:AN66)","v":56.293491297956422},{"$f":"+U66","v":53.215053200500002},{"$f":"IF(D66=\"MAR\",IF((AP66-AD66)<0,0,AP66-AD66),IF(D66=\"Cerrada\",IF((AP66-AD66)<0,0,AP66-AD66),IF((AP66-AE66)<0,0,AP66-AE66)))","v":0.21664603254357928},{"$f":"IF(AA66=0,\"\",IF(AA66-AF66<0,0,AA66-AF66))","v":""},{"$f":"IF(D66=\"MAR\",0,IF(D66=\"Cerrada\",0,AD66))","v":0},0,{"$f":"IF(D66=\"MAR\",IF(AC66+R66+AD66=0,\"Infinito\",(I66+U66+AA66)/(AC66+R66+AD66)),IF(D66=\"Cerrada\",IF(AC66+R66+AD66=0,\"Infinito\",(I66+U66+AA66)/(AC66+R66+AD66)),IF(AC66+R66+AD66=0,\"Infinito\",(I66+U66+AA66)/(AC66+R66+AD66))))","v":0.94531449326597061},{"$f":"IF(AU66<1.4,\"1\", IF(AU66<3,\"2\", IF(AU66<9,\"3\", \"4\")))","v":"1"},{"$f":"IF(AU66<1.4,\"ROJO\", IF(AU66<3,\"AMARILLO\", IF(AU66<9,\"VERDE\", \"AZUL\")))","v":"ROJO"},{"$f":"IF(AU66<1.4,\"Déficit\", IF(AU66<3,\"Equilibrio\", IF(AU66<9,\"Disponibilidad\", \"Abundante\")))","v":"Déficit"},{"$f":"IF(I66+U66+AA66<=0,0,I66+U66+AA66)","v":53.215053200500002},{"$f":"IF(D66=\"MAR\",AC66+R66,IF(D66=\"Cerrada\",AC66+R66,AC66+R66+AD66))","v":3.2950841300000002}]
[null,null,null,null,null,null,null,null,null,null,null,null,null,null,null,null,null,null,null,null,{"$f":"IF(U68=0,\"\",U68/(SUM($U68:$AA68)))","v":1},"","","","","","",1,null,null,null,null,null,{"$f":"IF(U67=0,\"\",U67)","v":1},"","","","","","",{"$f":"SUM(AH67:AN67)","v":1}]
["O",{"$f":"A68","v":"O"},{"$f":"A68","v":"O"},"Cerrada",null,null,null,{"$f":"C22","v":294.06700000000001},null,{"$f":"J22","v":0},{"$f":"I22","v":4.6367036075000003},{"$f":"SUM(H68:K68)","v":298.70370360750002},{"$f":"H22","v":15.505285649999999},{"$f":"L22","v":0},{"$f":"K22","v":0},{"$f":"SUM(M68:O68)","v":15.505285649999999},{"$f":"+P68","v":15.505285649999999},{"$f":"M22","v":0},{"$f":"L68-Q68-R68","v":283.1984179575},{"$f":"IF(S68<0,0,S68)","v":283.1984179575},{"$f":"K68+H68","v":298.70370360750002},null,null,null,null,null,{"$f":"J68","v":0},{"$f":"SUM(U68:AA68)","v":298.70370360750002},{"$f":"+Q68","v":15.505285649999999},{"$f":"AE73","v":292.43638290842944},null,{"$f":"IF(AA68>0,(AC68+R68+AD68)*AA67,\"\")","v":""},{"$f":"SUM(AC68:AE68)","v":307.94166855842946},{"$f":"IF(AH67=\"\",\"\",$AG68*AH67)","v":307.94166855842946},"","","","","","",{"$f":"SUM(AH68:AN68)","v":307.94166855842946},{"$f":"+U68","v":298.70370360750002},{"$f":"IF(D68=\"MAR\",IF((AP68-AD68)<0,0,AP68-AD68),IF(D68=\"Cerrada\",IF((AP68-AD68)<0,0,AP68-AD68),IF((AP68-AE68)<0,0,AP68-AE68)))","v":6.2673206990705808},{"$f":"IF(AA68=0,\"\",IF(AA68-AF68<0,0,AA68-AF68))","v":""},{"$f":"IF(D68=\"MAR\",0,IF(D68=\"Cerrada\",0,AD68))","v":0},0,{"$f":"IF(D68=\"MAR\",IF(AC68+R68+AD68=0,\"Infinito\",(I68+U68+AA68)/(AC68+R68+AD68)),IF(D68=\"Cerrada\",IF(AC68+R68+AD68=0,\"Infinito\",(I68+U68+AA68)/(AC68+R68+AD68)),IF(AC68+R68+AD68=0,\"Infinito\",(I68+U68+AA68)/(AC68+R68+AD68))))","v":0.97000092584360142},{"$f":"IF(AU68<1.4,\"1\", IF(AU68<3,\"2\", IF(AU68<9,\"3\", \"4\")))","v":"1"},{"$f":"IF(AU68<1.4,\"ROJO\", IF(AU68<3,\"AMARILLO\", IF(AU68<9,\"VERDE\", \"AZUL\")))","v":"ROJO"},{"$f":"IF(AU68<1.4,\"Déficit\", IF(AU68<3,\"Equilibrio\", IF(AU68<9,\"Disponibilidad\", \"Abundante\")))","v":"Déficit"},{"$f":"IF(I68+U68+AA68<=0,0,I68+U68+AA68)","v":298.70370360750002},{"$f":"IF(D68=\"MAR\",AC68+R68,IF(D68=\"Cerrada\",AC68+R68,AC68+R68+AD68))","v":15.505285649999999}]
[]
[null,null,null,null,null,null,null,null,null,null,null,null,null,null,null,null,null,null,null,null,null,null,null,null,null,null,null,null,null,null,null,null,null,null,null,null,null,null,null,null,null,null,"COMPROBACIÓN"]
[null,null,null,null,null,null,null,null,null,null,null,null,null,null,null,null,null,null,null,null,null,null,null,null,null,null,null,null,null,null,89.608396622694613,null,null,null,null,null,null,null,null,null,null,"SDxx   ",null,null,"Ab   "]
["Notas:","Para el calculo de disponibilidad el volumen de agua de uso no consuntivo de 12.699.15 hm3 (según REPDA para la presa Infiernillo) se utilizó para la cuenca Bajo Balsas, así se acordó en la reunión con GASIR ",null,null,null,null,null,null,null,null,null,null,null,null,null,null,null,null,null,null,null,null,null,null,null,null,null,null,null,null,52.998407167956422,null,null,null,null,null,null,null,null,null,null,{"$f":"+AQ82","v":10632.379805964423},"Mm3",null,{"$f":"T62","v":10632.379805964421},"Mm3"]
[null,null,null,null,null,null,null,null,null,null,null,null,null,null,null,null,null,null,null,null,null,null,null,null,null,null,null,null,null,null,292.43638290842944]
[null,null,null,null,null,null,null,null,null,null,null,null,null,null,null,null,null,null,null,null,null,null,null,null,null,null,null,null,null,null,null,null,null,null,null,null,null,null,null,null,"Cuenca","Disponibilidad "]
[null,null,null,null,null,null,null,null,null,null,null,null,null,null,null,null,null,null,null,null,null,null,null,null,null,null,null,null,null,null,null,null,null,null,null,null,null,null,null,null,null,"Aguas abajo","Cuenca propia"]
[null,null,null,null,null,null,null,null,null,null,null,null,null,null,null,null,null,null,null,null,null,null,null,null,null,null,null,null,null,null,null,null,null,null,null,null,null,null,null,null,"H",{"$f":"T54-AS54","v":-2427.8291073696037}]
[null,null,null,null,null,null,null,null,null,null,null,null,null,null,null,null,null,null,null,null,null,null,null,null,null,null,null,null,null,null,null,null,null,null,null,null,null,null,null,null,"I",{"$f":"T56-AS56","v":-131.58496505780079}]
[null,null,null,null,null,null,null,null,null,null,null,null,null,null,null,null,null,null,null,null,null,null,null,null,null,null,null,null,null,null,null,null,null,null,null,null,null,null,null,null,"J",{"$f":"T58-AS58","v":-241.10991245666264}]
[null,null,null,null,null,null,null,null,null,null,null,null,null,null,null,null,null,null,null,null,null,null,null,null,null,null,null,null,null,null,null,null,null,null,null,null,null,null,null,null,"K",{"$f":"T60-AS60","v":-293.85956395401706}]
[null,null,null,null,null,null,null,null,null,null,null,null,null,null,null,null,null,null,null,null,null,null,null,null,null,null,null,null,null,null,null,null,null,null,null,null,null,null,null,null,"L",null,{"$f":"AP62-AD62","v":-670.02446786599558}]
[null,null,null,null,null,null,null,null,null,null,null,null,null,null,null,null,null,null,null,null,null,null,null,null,null,null,null,null,null,null,null,null,null,null,null,null,null,null,null,null,"Retornos",null,{"$f":"K62","v":14396.787822668502}]
[null,null,null,null,null,null,null,null,null,null,null,null,null,null,null,null,null,null,null,null,null,null,null,null,null,null,null,null,null,null,null,null,null,null,null,null,null,null,null,null,"SUMA",null,{"$f":"SUM(AP76:AP79)+AQ80+AQ81","v":10632.379805964423}]

{"sheet":"RH-19","index":18,"n_rows":307,"n_cols":66,"rows_kept":307,"cut":false,"hidden":false,"merged":[[1,1,1,12],[2,1,2,12],[3,1,3,12],[4,0,4,14]]}
[]
[null,"GERENCIA DE AGUAS SUPERFICIALES E INGENIERÍA DE RÍOS"]
[null," REGION HIDROLOGICA No 19  "]
[null,"COSTA GRANDE DE GUERRERO"]
[]
[]
["Cuenca","Nombre","Cp","Ar","Uc (a)","Uc (b)","Uc (c)","Uc","R","Im","Ex","Ab","Rxy","Ab - Rxy","D",null,"ECUACIONES"]
[1,"Río Cofradía",101.117,0,0.61117896000000005,0,0,{"$f":"E8+F8+G8","v":0.61117896000000005},0.248288392,0,0,{"$f":"C8+D8+I8+J8-H8-K8","v":100.75410943200001},0,{"$f":"L8-M8","v":100.75410943200001},{"$f":"N8","v":100.75410943200001}]
[2,"Río La Unión 1",240.76499999999999,0,5.0975803199999996,0,0,{"$f":"E9+F9+G9","v":5.0975803199999996},1.0693650289999999,0,0,236.73678470900001,{"$f":"BE78","v":1.1712176566124735},235.56556705238754,{"$f":"BF78","v":235.56556705238754},null,"Ab = Cp + Ar + R + Im - (Uc(a) + Uc(b) + Uc(c)  + Ex )"]
[3,"Río La Unión 2",17.100000000000001,{"$f":"L9","v":236.73678470900001},1.2571156000000001,0,0,1.2571156000000001,0.26244567000000002,0,0,252.84211477900001,{"$f":"BE80","v":0},252.84211477900001,{"$f":"BF80","v":252.84211477900001},null,"D = Ab - Rxy"]
[4,"Río Pontla",92.707999999999998,0,0.56453604000000002,0,0,0.56453604000000002,0.162176973,0,0,92.305640933000006,0,92.305640933000006,{"$f":"N11","v":92.305640933000006}]
[5,"Río Ixtapa 1",269.387,0,0.34685711000000002,0,0.25312899999999999,0.59998611000000002,0.13008173249999999,0,0,268.91709562250003,{"$f":"BE89","v":96.612308005062445},172.30478761743757,{"$f":"BF89","v":172.30478761743757},null,"SIMBOLOGIA"]
[6,"Río Ixtapa 2",5.04,{"$f":"L12","v":268.91709562250003},0,0,2.4689999999999999,2.4689999999999999,0,0,0,271.48809562250005,{"$f":"BE91","v":95.953999999999994},175.53409562250005,{"$f":"BF91","v":175.53409562250005}]
[7,"Río Zihuatanejo",46,0,2.5250000000000002E-2,0,0,2.5250000000000002E-2,1.2205499999999999E-2,0,0,45.986955500000001,0,45.986955500000001,{"$f":"N14","v":45.986955500000001},null,"Cp.- Volumen medio anual de escurrimiento natural "]
[8,"Río San Jeronimito",343.48899999999998,0,3.5645511999999999,0,0.770011,4.3345621999999997,0.78913933999999997,0,0,339.94357714,{"$f":"$AH$100","v":146.01309976450426},193.93047737549574,{"$f":"AI100","v":193.93047737549574},null,"Ar.- Volumen medio anual de escurrimiento desde la cuenca aguas arriba"]
[9,"Río Petatlán 1",351.40499999999997,0,0.20998359999999999,0,0.105,0.31498359999999997,7.8674570000000013E-2,0,0,351.16869096999994,{"$f":"$AH102","v":150.83452830660818},200.33416266339177,{"$f":"AI102","v":200.33416266339177},null,"Uc (a).- Volumen anual de extracción de agua superficial mediante títulos inscritos actualmente en el REPDA"]
[10,"Río Petatlán 2",21.774999999999999,{"$f":"L15+L16","v":691.11226810999995},14.855167,0,2.7330000000000001,17.588166999999999,2.9747206499999996,0,0,{"$f":"C17+D17+I17+J17-H17-K17","v":698.27382175999992},{"$f":"$AH104","v":289.89},408.38382175999993,{"$f":"AI104","v":408.38382175999993},null,"Uc (b).- Volumen anual de extracción de agua superficial de títulos en proceso de inscripción en el REPDA"]
[11,"Río Tule",74.447999999999993,0,1.4371081000000001,0,0,1.4371081000000001,0.31632558500000002,0,0,73.327217484999991,0,{"$f":"L18-M18","v":73.327217484999991},{"$f":"N18","v":73.327217484999991},null,"Uc (c).- Volumen anual correspondiente a las reservas y las zonas reglamentadas"]
[12,"Río Coyuquilla 1",394.02199999999999,0,9.433764,0,0,9.433764,1.9568451000000002,0,0,386.5450811,{"$f":"$BE115","v":193.43902978759181},193.1060513124082,{"$f":"BF115","v":193.1060513124082},null,"R.- Volumen anual de retornos"]
[13,"Río Coyuquilla 2",15.157,{"$f":"L19","v":386.5450811},15.963117,0,0.21,16.173117000000001,3.2273377499999998,0,0,388.75630185,{"$f":"$BE117","v":186.46600000000001},202.29030184999999,{"$f":"BF117","v":202.29030184999999},null,"Im.- Volumen anual de importaciones"]
[14,"Río Porvenir",48.426000000000002,0,4.7655799999999998E-2,0,0,4.7655799999999998E-2,1.5213210000000001E-2,0,0,48.39355741,0,48.39355741,{"$f":"N21","v":48.39355741},null,"Ex.- Volumen anual de exportaciones"]
[15,"Río San Luis 1",423.92700000000002,0,23.874117640000001,0,0.205904,24.080021640000002,4.8554518780000002,0,0,404.70243023800003,{"$f":"$BE$125","v":140.19564501843675},264.50678521956331,{"$f":"BF125","v":264.50678521956331},null,"Ab.- Volumen medio anual de escurrimiento de la cuenca hacia aguas abajo "]
[16,"Río San Luis 2",3.2629999999999999,{"$f":"L22","v":404.70243023800003},1.008532,0,0.82399999999999995,1.832532,0.20648425000000004,0,0,406.33938248800001,{"$f":"$BE$127","v":139.565},266.77438248800001,{"$f":"BF127","v":266.77438248800001},null,"Rxy.- Volumen anual actual comprometido aguas abajo y volumenes decretados para reservas medio ambiente"]
[17,"Laguna de Nuxco",66.819999999999993,0,4.3557999999999999E-2,0,0,4.3557999999999999E-2,3.0539449999999999E-2,0,0,66.806981449999995,0,{"$f":"L24-M24","v":66.806981449999995},{"$f":"N24","v":66.806981449999995},null,"D.- Disponibilidad media anual de agua superficial en la cuenca hidrológica "]
[18,"Río Tecpan 1",1118.6320000000001,0,0.4364944,0,0.10754,0.54403440000000003,0.16621943000000003,0,0,1118.2541850299999,{"$f":"$BE$136","v":615.19849757005409},503.05568745994583,{"$f":"BF136","v":503.05568745994583}]
[19,"Río Tecpan 2",55.097999999999999,{"$f":"L25","v":1118.2541850299999},34.509125900000001,0,1.8147219999999999,36.323847900000004,6.9320861800000015,0,0,1143.9604233099999,{"$f":"$BE$138","v":613},530.9604233099999,{"$f":"BF138","v":530.9604233099999}]
[20,"Río El Tular",57.749000000000002,0,1.3141E-2,0,0,1.3141E-2,9.8557499999999999E-3,0,0,57.745714750000005,0,57.745714750000005,{"$f":"N27","v":57.745714750000005}]
[21,"Río Atoyac 1",677.66899999999998,0,32.856585000000003,0,0.64670799999999995,33.503292999999999,8.1260234499999999,0,0,652.29173045000005,{"$f":"$BE$147","v":254.49001528097585},397.80171516902419,{"$f":"BF147","v":397.80171516902419}]
[22,"Río Atoyac 2",14.333,{"$f":"L28","v":652.29173045000005},0,0,0.82399999999999995,0.82399999999999995,0,0,0,665.80073045000006,{"$f":"$BE$149","v":259.25799999999998},406.54273045000008,{"$f":"BF149","v":406.54273045000008}]
[23,"Arroyo Cacaluta",122.63,0,0.15351500000000001,0,0,0.15351500000000001,0.11513625,0,0,122.59162125,0,122.59162125,{"$f":"N30","v":122.59162125}]
[24,"Río Coyuca 1",356.48399999999998,0,11.4916739,0,0.5015909999999999,11.9932649,3.9193374050000003,0,0,348.41007250500002,{"$f":"$BE$158","v":151.6510899807738},196.75898252422621,{"$f":"BF158","v":196.75898252422621}]
[25,"Río Coyuca 2",6.8490000000000002,{"$f":"L31","v":348.41007250500002},3.307E-3,0,0.38800000000000001,0.39130700000000002,2.4802500000000172E-3,0,0,354.87024575500004,{"$f":"$BE$160","v":154.24199999999999},{"$f":"L32-M32","v":200.62824575500005},{"$f":"BF160","v":200.62824575500005}]
[26,"Laguna de Coyuca",101.297,0,14.1671792,0,0,14.1671792,2.9229590600000002,0,0,90.052779859999987,0,{"$f":"L33-M33","v":90.052779859999987},{"$f":"N33","v":90.052779859999987}]
[27,"Río La Sabana 1",92.481999999999999,0,1.8725227,0,1.5229999999999999,3.3955226999999999,1.1784685350000002,0,0,{"$f":"C34+D34+I34+J34-H34-K34","v":90.264945834999992},{"$f":"$BE$169","v":42.372905275531487},{"$f":"L34-M34","v":47.892040559468505},{"$f":"BF169","v":47.892040559468505}]
[28,"Río La Sabana 2",105.379,{"$f":"L34","v":90.264945834999992},0.57070555999999995,0,8.32,8.8907055600000007,0.42590701000000042,0,0,187.179147285,{"$f":"$BE$171","v":83.15},{"$f":"L35-M35","v":104.02914728499999},{"$f":"BF171","v":104.02914728499999}]
[null,"Totales",{"$f":"SUM(C8:C35)","v":5223.451},null,{"$f":"SUM(E8:E35)","v":174.41432202999999},0,21.695605,196.10992702999999,40.133768399500006,0,0,null,null,null,{"$f":"O8+O10+O11+O13+O14+O17+O18+O20+O21+O23+O24+O26+O27+O29+O30+O32+O33+O35","v":3245.9498413695001}]
["* Valores  en millones de metros cúbicos"]
[]
[]
[]
[]
[]
[]
[]
[]
[]
[]
[]
[]
[]
[]
[]
[]
[]
[]
[]
[]
[]
[]
[]
[]
[]
[]
[]
[]
[]
[]
[]
[]
[]
[]
[]
[]
["No LINEA","CUENCA O REGION","CONEXION",null,null,null,null,"OFERTA  POTENCIAL",null,null,null,null,"DEMANDA CONSUNTIVA",null,null,null,null,null,null,null,"OFERTA REAL",null,null,null,null,null,null,null,null,null,null,null,null,null,"EXTRACC Y VOLS RESERV PARA A ABAJO",null,null,null,null,null,null,null,null,null,null,null,null,null,null,null,null,null,null,"POR CUENCA PROPIA",null,null,"A LA SAL. DEL C PRINCIPAL",null,"DISPONIBILIDAD RELATIVA",null,null,null,"OFERTA - DEMANDA"]
[null,"HIDROLOGICA","DE ","HACIA",null,null,null,"Cp","Cp A Arriba","Im","R","TOTAL","Uc","Ev","Ex","TOTAL","TOTAL ACUM.","Dv","Ab","Ab","Cp","Ar1","Ar2","Ar3","Ar4","Ar5","Ar6","Ar7","Ar8","Ar9","Ar10","Ar11","Im","TOTAL","Uc","Re1","Re2","RImp","TOTAL","para Cp","para Ar1","para Ar2","para Ar3","para Ar4","para Ar5","para Ar6","para Ar7","para Ar8","para Ar9","para Ar10","para Ar11","para Im","TOTAL","RESERVADO","DISPONIBLE","DImp","RESERVADO","DISPONIBLE","INDICE","CLAVE","COLOR",null,"OFERTA","DEMANDA","Indice","Disponibilidad Hídrica"]
[]
[null,null,null,null,null,null,null,null,null,null,null,null,null,null,null,null,null,null,null,null,{"$f":"IF(U78=0,\"\",U78/(SUM($U78:$AG78)))","v":1},"","","","","","","","","","","","",{"$f":"SUM(U77:AG77)","v":1},null,null,null,null,null,{"$f":"IF(U77=0,\"\",U77)","v":1},{"$f":"IF(V77=0,\"\",V77)","v":""},{"$f":"IF(W77=0,\"\",W77)","v":""},{"$f":"IF(X77=0,\"\",X77)","v":""},{"$f":"IF(Y77=0,\"\",Y77)","v":""},"","","","","","",{"$f":"IF(AF77=0,\"\",AF77)","v":""},{"$f":"IF(AG77=0,\"\",AG77)","v":""},{"$f":"SUM(AN77:AZ77)","v":1}]
["A",{"$f":"A78","v":"A"},{"$f":"A78","v":"A"},"B",null,null,null,{"$f":"C9","v":240.76499999999999},null,{"$f":"J9","v":0},{"$f":"I9","v":1.0693650289999999},{"$f":"SUM(H78:K78)","v":241.834365029},{"$f":"H9","v":5.0975803199999996},0,{"$f":"K9","v":0},{"$f":"SUM(M78:O78)","v":5.0975803199999996},{"$f":"+P78","v":5.0975803199999996},0,{"$f":"L78-Q78-R78","v":236.73678470900001},{"$f":"IF(S78<0,0,S78)","v":236.73678470900001},{"$f":"K78+H78","v":241.834365029},null,null,null,null,null,null,null,null,null,null,null,{"$f":"J78","v":0},{"$f":"SUM(U78:AG78)","v":241.834365029},{"$f":"+Q78","v":5.0975803199999996},{"$f":"(AI80+R80)*V79","v":1.1712176566124735},{"$f":"AI78+R78+AJ78","v":6.2687979766124728},{"$f":"IF(AG78>0,(AI78+R78+AJ78)*AG77,\"\")","v":""},{"$f":"SUM(AI78:AK78)","v":12.537595953224946},{"$f":"IF(AN77=\"\",\"\",$AM78*AN77)","v":12.537595953224946},"","","","","","","","","","","","",{"$f":"SUM(AN78:AZ78)","v":12.537595953224946},{"$f":"+U78","v":241.834365029},{"$f":"IF(D78=\"MAR\",IF((BB78-AJ78)<0,0,BB78-AJ78),IF(D78=\"Cerrada\",IF((BB78-AJ78)<0,0,BB78-AJ78),IF((BB78-AK78)<0,0,BB78-AK78)))","v":235.56556705238754},{"$f":"IF(AG78=0,\"\",IF(AG78-AL78<0,0,AG78-AL78))","v":""},{"$f":"IF(D78=\"MAR\",0,IF(D78=\"Cerrada\",0,AJ78))","v":1.1712176566124735},{"$f":"IF(T78-BE78<0,0,T78-BE78)","v":235.56556705238754},{"$f":"IF(D78=\"MAR\",IF(AI78+R78+AJ78=0,\"Infinito\",(I78+U78+AG78)/(AI78+R78)),IF(D78=\"Cerrada\",IF(AI78+R78+AJ78=0,\"Infinito\",(I78+U78+AG78)/(AI78+R78)),IF(AI78+R78+AJ78=0,\"Infinito\",(I78+U78+AG78)/(AI78+R78+AJ78))))","v":38.577469864435194},{"$f":"IF(BG78<1.4,\"1\", IF(BG78<3,\"2\", IF(BG78<9,\"3\", \"4\")))","v":"4"},{"$f":"IF(BG78<1.4,\"ROJO\", IF(BG78<3,\"AMARILLO\", IF(BG78<9,\"VERDE\", \"AZUL\")))","v":"AZUL"},{"$f":"IF(BG78<1.4,\"Déficit\", IF(BG78<3,\"Equilibrio\", IF(BG78<9,\"Disponibilidad\", \"Abundante\")))","v":"Abundante"},{"$f":"I78+U78+AG78","v":241.834365029},{"$f":"IF(D78=\"MAR\",AI78+R78,IF(D78=\"Cerrada\",AI78+R78,AI78+R78+AJ78))","v":6.2687979766124728},{"$f":"BK78/BL78","v":38.577469864435194},{"$f":"SUM(BC78:BD78)","v":235.56556705238754}]
[null,null,null,null,null,null,null,null,null,null,null,null,null,null,null,null,null,null,null,null,{"$f":"IF(U80=0,\"\",U80/(SUM($U80:$AG80)))","v":6.8329391018237887E-2},0.93167060898176213,"","","","","","","","","","","",{"$f":"SUM(U79:AG79)","v":1},null,null,null,null,null,{"$f":"IF(U79=0,\"\",U79)","v":6.8329391018237887E-2},0.93167060898176213,"","","","","","","","","","","",{"$f":"SUM(AN79:AZ79)","v":1}]
["B",{"$f":"A80","v":"B"},{"$f":"A80","v":"B"},"MAR",null,null,null,{"$f":"C10","v":17.100000000000001},{"$f":"T78","v":236.73678470900001},{"$f":"J10","v":0},{"$f":"I10","v":0.26244567000000002},{"$f":"SUM(H80:K80)","v":254.09923037900001},{"$f":"H10","v":1.2571156000000001},0,{"$f":"K10","v":0},{"$f":"SUM(M80:O80)","v":1.2571156000000001},{"$f":"+P80","v":1.2571156000000001},0,{"$f":"L80-Q80-R80","v":252.84211477900001},{"$f":"IF(S80<0,0,S80)","v":252.84211477900001},{"$f":"K80+H80","v":17.362445670000003},{"$f":"T78","v":236.73678470900001},null,null,null,null,null,null,null,null,null,null,{"$f":"J80","v":0},{"$f":"SUM(U80:AG80)","v":254.09923037900001},{"$f":"+Q80","v":1.2571156000000001},{"$f":"(AI80+R80)*U79","v":8.5897943387526737E-2},null,{"$f":"IF(AG80>0,(AI80+R80+AJ80)*AG79,\"\")","v":""},{"$f":"SUM(AI80:AK80)","v":1.3430135433875268},{"$f":"IF(AN79=\"\",\"\",$AM80*AN79)","v":9.1767297548915508E-2},1.2512462458386113,"","","","","","","","","","","",{"$f":"SUM(AN80:AZ80)","v":1.3430135433875268},{"$f":"+U80","v":17.362445670000003},{"$f":"IF(D80=\"MAR\",IF((BB80-AJ80)<0,0,BB80-AJ80),IF(D80=\"Cerrada\",IF((BB80-AJ80)<0,0,BB80-AJ80),IF((BB80-AK80)<0,0,BB80-AK80)))","v":17.276547726612478},{"$f":"IF(AG80=0,\"\",IF(AG80-AL80<0,0,AG80-AL80))","v":""},{"$f":"IF(D80=\"MAR\",0,IF(D80=\"Cerrada\",0,AJ80))","v":0},{"$f":"IF(T80-BE80<0,0,T80-BE80)","v":252.84211477900001},{"$f":"IF(D80=\"MAR\",IF(AI80+R80+AJ80=0,\"Infinito\",(I80+U80+AG80)/(AI80+R80)),IF(D80=\"Cerrada\",IF(AI80+R80+AJ80=0,\"Infinito\",(I80+U80+AG80)/(AI80+R80)),IF(AI80+R80+AJ80=0,\"Infinito\",(I80+U80+AG80)/(AI80+R80+AJ80))))","v":202.12877032072467},{"$f":"IF(BG80<1.4,\"1\", IF(BG80<3,\"2\", IF(BG80<9,\"3\", \"4\")))","v":"4"},{"$f":"IF(BG80<1.4,\"ROJO\", IF(BG80<3,\"AMARILLO\", IF(BG80<9,\"VERDE\", \"AZUL\")))","v":"AZUL"},{"$f":"IF(BG80<1.4,\"Déficit\", IF(BG80<3,\"Equilibrio\", IF(BG80<9,\"Disponibilidad\", \"Abundante\")))","v":"Abundante"},{"$f":"IF(I80+U80+AG80<=0,0,I80+U80+AG80)","v":254.09923037900001},{"$f":"IF(D80=\"MAR\",AI80+R80,IF(D80=\"Cerrada\",AI80+R80,AI80+R80+AJ80))","v":1.2571156000000001},{"$f":"BK80/BL80","v":202.12877032072467},{"$f":"SUM(BC80:BD80)","v":17.276547726612478}]
[]
[null,null,null,null,null,null,null,null,null,null,null,null,null,null,null,null,null,null,null,null,null,null,null,null,null,null,null,null,null,null,null,null,null,null,null,null,null,"Comprobación  ",null,null,null,null,null,null,null,null,null,null,null,null,null,null,null,"SDxx   ",null,null,"Ab   "]
[null,null,null,null,null,null,null,null,null,null,null,null,null,null,null,null,null,null,null,null,null,null,null,null,null,null,null,null,null,null,null,null,null,null,null,null,null,null,null,null,null,null,null,null,null,null,null,null,null,null,null,null,null,{"$f":"SUM(BC78:BD80)","v":252.84211477900001},"Mm3",null,{"$f":"T80","v":252.84211477900001},"Mm3"]
[]
["No LINEA","CUENCA O REGION","CONEXION",null,null,null,null,"OFERTA  POTENCIAL",null,null,null,null,"DEMANDA CONSUNTIVA",null,null,null,null,null,null,null,"OFERTA REAL",null,null,null,null,null,null,null,null,null,null,null,null,null,"EXTRACC Y VOLS RESERV PARA A ABAJO",null,null,null,null,null,null,null,null,null,null,null,null,null,null,null,null,null,null,"POR CUENCA PROPIA",null,null,"A LA SAL. DEL C PRINCIPAL",null,"DISPONIBILIDAD RELATIVA",null,null,null,"OFERTA - DEMANDA"]
[null,"HIDROLOGICA","DE ","HACIA",null,null,null,"Cp","Cp A Arriba","Im","R","TOTAL","Uc","Ev","Ex","TOTAL","TOTAL ACUM.","Dv","Ab","Ab","Cp","Ar1","Ar2","Ar3","Ar4","Ar5","Ar6","Ar7","Ar8","Ar9","Ar10","Ar11","Im","TOTAL","Uc","Re1","Re2","RImp","TOTAL","para Cp","para Ar1","para Ar2","para Ar3","para Ar4","para Ar5","para Ar6","para Ar7","para Ar8","para Ar9","para Ar10","para Ar11","para Im","TOTAL","RESERVADO","DISPONIBLE","DImp","RESERVADO","DISPONIBLE","INDICE","CLAVE","COLOR",null,"OFERTA","DEMANDA","Indice"]
[]
[null,null,null,null,null,null,null,null,null,null,null,null,null,null,null,null,null,null,null,null,{"$f":"IF(U89=0,\"\",U89/(SUM($U89:$AG89)))","v":1},"","","","","","","","","","","","",{"$f":"SUM(U88:AG88)","v":1},null,null,null,null,null,{"$f":"IF(U88=0,\"\",U88)","v":1},"","","","","","","","","","","","",{"$f":"SUM(AN88:AZ88)","v":1}]
["A",{"$f":"A89","v":"A"},{"$f":"A89","v":"A"},"B",null,null,null,{"$f":"C12","v":269.387},null,{"$f":"J12","v":0},{"$f":"I12","v":0.13008173249999999},{"$f":"SUM(H89:K89)","v":269.5170817325},{"$f":"H12","v":0.59998611000000002},0,{"$f":"K12","v":0},{"$f":"SUM(M89:O89)","v":0.59998611000000002},{"$f":"+P89","v":0.59998611000000002},0,{"$f":"L89-Q89-R89","v":268.91709562250003},{"$f":"IF(S89<0,0,S89)","v":268.91709562250003},{"$f":"K89+H89","v":269.5170817325},null,null,null,null,null,null,null,null,null,null,null,{"$f":"J89","v":0},{"$f":"SUM(U89:AG89)","v":269.5170817325},{"$f":"+Q89","v":0.59998611000000002},{"$f":"(AI91+R91+AJ91)*V90","v":96.612308005062445},{"$f":"AI89+R89+AJ89","v":97.212294115062448},{"$f":"IF(AG89>0,(AI89+R89+AJ89)*AG88,\"\")","v":""},{"$f":"SUM(AI89:AK89)","v":194.4245882301249},{"$f":"IF(AN88=\"\",\"\",$AM89*AN88)","v":194.4245882301249},"","","","","","","","","","","","",{"$f":"SUM(AN89:AZ89)","v":194.4245882301249},{"$f":"+U89","v":269.5170817325},{"$f":"IF(D89=\"MAR\",IF((BB89-AJ89)<0,0,BB89-AJ89),IF(D89=\"Cerrada\",IF((BB89-AJ89)<0,0,BB89-AJ89),IF((BB89-AK89)<0,0,BB89-AK89)))","v":172.30478761743757},{"$f":"IF(AG89=0,\"\",IF(AG89-AL89<0,0,AG89-AL89))","v":""},{"$f":"IF(D89=\"MAR\",0,IF(D89=\"Cerrada\",0,AJ89))","v":96.612308005062445},{"$f":"IF(T89-BE89<0,0,T89-BE89)","v":172.30478761743757},{"$f":"IF(D89=\"MAR\",IF(AI89+R89+AJ89=0,\"Infinito\",(I89+U89+AG89)/(AI89+R89)),IF(D89=\"Cerrada\",IF(AI89+R89+AJ89=0,\"Infinito\",(I89+U89+AG89)/(AI89+R89)),IF(AI89+R89+AJ89=0,\"Infinito\",(I89+U89+AG89)/(AI89+R89+AJ89))))","v":2.772458814864446},{"$f":"IF(BG89<1.4,\"1\", IF(BG89<3,\"2\", IF(BG89<9,\"3\", \"4\")))","v":"2"},{"$f":"IF(BG89<1.4,\"ROJO\", IF(BG89<3,\"AMARILLO\", IF(BG89<9,\"VERDE\", \"AZUL\")))","v":"AMARILLO"},{"$f":"IF(BG89<1.4,\"Déficit\", IF(BG89<3,\"Equilibrio\", IF(BG89<9,\"Disponibilidad\", \"Abundante\")))","v":"Equilibrio"},{"$f":"I89+U89+AG89","v":269.5170817325},{"$f":"IF(D89=\"MAR\",AI89+R89,IF(D89=\"Cerrada\",AI89+R89,AI89+R89+AJ89))","v":97.212294115062448},{"$f":"BK89/BL89","v":2.772458814864446},{"$f":"SUM(BC89:BD89)","v":172.30478761743757}]
[null,null,null,null,null,null,null,null,null,null,null,null,null,null,null,null,null,null,null,null,{"$f":"IF(U91=0,\"\",U91/(SUM($U91:$AG91)))","v":1.8397041290527046E-2},0.98160295870947289,"","","","","","","","","","","",{"$f":"SUM(U90:AG90)","v":0.99999999999999989},null,null,null,null,null,{"$f":"IF(U90=0,\"\",U90)","v":1.8397041290527046E-2},0.98160295870947289,"","","","","","","","","","","",{"$f":"SUM(AN90:AZ90)","v":0.99999999999999989}]
["B",{"$f":"A91","v":"B"},{"$f":"A91","v":"B"},"MAR",null,null,null,{"$f":"C13","v":5.04},{"$f":"T89","v":268.91709562250003},{"$f":"J13","v":0},{"$f":"I13","v":0},{"$f":"SUM(H91:K91)","v":273.95709562250005},{"$f":"H13","v":2.4689999999999999},0,{"$f":"K13","v":0},{"$f":"SUM(M91:O91)","v":2.4689999999999999},{"$f":"+P91","v":2.4689999999999999},0,{"$f":"L91-Q91-R91","v":271.48809562250005},{"$f":"IF(S91<0,0,S91)","v":271.48809562250005},{"$f":"K91+H91","v":5.04},{"$f":"T89","v":268.91709562250003},null,null,null,null,null,null,null,null,null,null,{"$f":"J91","v":0},{"$f":"SUM(U91:AG91)","v":273.95709562250005},{"$f":"+Q91","v":2.4689999999999999},95.953999999999994,{"$f":"(AI91+R91+AJ91)*U90","v":1.8106919949375433},{"$f":"IF(AG91>0,(AI91+R91+AJ91)*AG90,\"\")","v":""},{"$f":"SUM(AI91:AK91)","v":100.23369199493753},{"$f":"IF(AN90=\"\",\"\",$AM91*AN90)","v":1.844003370332836},98.389688624604688,"","","","","","","","","","","",{"$f":"SUM(AN91:AZ91)","v":100.23369199493753},{"$f":"+U91","v":5.04},{"$f":"IF(D91=\"MAR\",IF((BB91-AJ91)<0,0,BB91-AJ91),IF(D91=\"Cerrada\",IF((BB91-AJ91)<0,0,BB91-AJ91),IF((BB91-AK91)<0,0,BB91-AK91)))","v":0},{"$f":"IF(AG91=0,\"\",IF(AG91-AL91<0,0,AG91-AL91))","v":""},{"$f":"AJ91","v":95.953999999999994},{"$f":"IF(T91-BE91<0,0,T91-BE91)","v":175.53409562250005},{"$f":"IF(D91=\"MAR\",IF(AI91+R91+AJ91=0,\"Infinito\",(I91+U91+AG91)/(AI91+R91)),IF(D91=\"Cerrada\",IF(AI91+R91+AJ91=0,\"Infinito\",(I91+U91+AG91)/(AI91+R91)),IF(AI91+R91+AJ91=0,\"Infinito\",(I91+U91+AG91)/(AI91+R91+AJ91))))","v":110.95872645706767},{"$f":"IF(BG91<1.4,\"1\", IF(BG91<3,\"2\", IF(BG91<9,\"3\", \"4\")))","v":"4"},{"$f":"IF(BG91<1.4,\"ROJO\", IF(BG91<3,\"AMARILLO\", IF(BG91<9,\"VERDE\", \"AZUL\")))","v":"AZUL"},{"$f":"IF(BG91<1.4,\"Déficit\", IF(BG91<3,\"Equilibrio\", IF(BG91<9,\"Disponibilidad\", \"Abundante\")))","v":"Abundante"},{"$f":"IF(I91+U91+AG91<=0,0,I91+U91+AG91)","v":273.95709562250005},{"$f":"IF(D91=\"MAR\",AI91+R91,IF(D91=\"Cerrada\",AI91+R91,AI91+R91+AJ91))","v":2.4689999999999999},{"$f":"BK91/BL91","v":110.95872645706767},{"$f":"BB91-AK91","v":3.2293080050624567}]
[]
[null,null,null,null,null,null,null,null,null,null,null,null,null,null,null,null,null,null,null,null,null,null,null,null,null,null,null,null,null,null,null,null,null,null,null,null,null,"Comprobación  ",null,null,null,null,null,null,null,null,null,null,null,null,null,null,null,"SDxx   ",null,null,"Ab   "]
[null,null,null,null,null,null,null,null,null,null,null,null,null,null,null,null,null,null,null,null,null,null,null,null,null,null,null,null,null,null,null,null,null,null,null,null,null,null,null,null,null,null,null,null,null,null,null,null,null,null,null,null,null,{"$f":"SUM(BC89:BD91)","v":172.30478761743757},"Mm3",null,{"$f":"T91","v":271.48809562250005},"Mm3"]
[]
["No LINEA","CUENCA O REGION","CONEXION",null,null,null,null,"OFERTA  POTENCIAL",null,null,null,null,"DEMANDA CONSUNTIVA",null,null,null,null,null,null,"OFERTA REAL",null,null,null,null,null,null,"EXTRACC Y VOLS RESERV PARA A ABAJO",null,null,null,"POR CUENCA PROPIA",null,null,"A LA SAL. DEL C PRINCIPAL",null,"DISPONIBILIDAD RELATIVA"]
[null,"HIDROLOGICA","DE ","HACIA",null,null,null,"Cp","Cp A Arriba","Im","R","TOTAL","Uc","Ev","Ex","TOTAL","TOTAL ACUM.","Dv","Ab","Cp","Ar1","Ar2","Ar3","Ar4","Im","TOTAL","Uc","Re1","Re2","RImp","RESERVADO","DISPONIBLE","DImp","RESERVADO","DISPONIBLE","INDICE","CLAVE","COLOR"]
["Cuenca del río Papaloapan"]
[null,null,null,null,null,null,null,null,null,null,null,null,null,null,null,null,null,null,null,{"$f":"IF(T100=0,\"\",T100/(SUM($T100:$Y100)))","v":1},"","","","","",{"$f":"SUM(T99:Y99)","v":1}]
[1,"A","A","C",null,null,null,{"$f":"C15","v":343.48899999999998},null,{"$f":"J15","v":0},{"$f":"I15","v":0.78913933999999997},{"$f":"SUM(H100:K100)","v":344.27813934},{"$f":"H15","v":4.3345621999999997},0,{"$f":"K15","v":0},{"$f":"SUM(M100:O100)","v":4.3345621999999997},{"$f":"+P100","v":4.3345621999999997},0,{"$f":"L100-Q100-R100","v":339.94357714},{"$f":"K100+H100","v":344.27813934},null,null,null,null,{"$f":"J100","v":0},344.27813934,{"$f":"+Q100","v":4.3345621999999997},{"$f":"(AA104+AB104)*V103","v":146.01309976450426},{"$f":"AA100+AB100+R100","v":150.34766196450425},{"$f":"IF(Y100>0,(AA100+AB100)*Y99,\"\")","v":""},{"$f":"+T100","v":344.27813934},{"$f":"IF(AC100=0,AE100-AB100,AE100-AC100)","v":193.93047737549574},{"$f":"IF(Y100=0,\"\",IF(Y100-AD100<0,0,Y100-AD100))","v":""},{"$f":"+AB100","v":146.01309976450426},{"$f":"S100-AH100","v":193.93047737549574},{"$f":"IF(D100=\"MAR\",IF(AA100+R100+AB100=0,\"Infinito\",(I100+T100+Y100)/(AA100+R100)),IF(D100=\"C\",IF(AA100+R100+AB100=0,\"Infinito\",(I100+T100+Y100)/(AA100+AB100+R100)),IF(AA100+R100+AB100=0,\"Infinito\",(I100+T100+Y100)/(AA100+R100+AB100))))","v":2.289880233862772},{"$f":"IF(AJ100<1.4,\"1\", IF(AJ100<3,\"2\", IF(AJ100<9,\"3\", \"4\")))","v":"2"},{"$f":"IF(AJ100<1.4,\"ROJO\", IF(AJ100<3,\"AMARILLO\", IF(AJ100<9,\"VERDE\", \"AZUL\")))","v":"AMARILLO"},{"$f":"IF(AJ100<1.4,\"Déficit\", IF(AJ100<3,\"Equilibrio\", IF(AJ100<9,\"Disponibilidad\", \"Abundante\")))","v":"Equilibrio"},null,null,null,null,null,null,null,null,null,null,null,null,null,null,null,null,null,null,null,null,null,null,null,null,null,null,{"$f":"SUM(AF100:AG100)","v":193.93047737549574}]
[null,null,null,null,null,null,null,null,null,null,null,null,null,null,null,null,null,null,null,{"$f":"IF(T102=0,\"\",T102/(SUM($T102:$Y102)))","v":1},"","","","","",1]
[2,"B","B","C",null,null,null,{"$f":"C16","v":351.40499999999997},null,{"$f":"J16","v":0},{"$f":"I16","v":7.8674570000000013E-2},{"$f":"SUM(H102:K102)","v":351.48367456999995},{"$f":"H16","v":0.31498359999999997},0,{"$f":"K16","v":0},{"$f":"SUM(M102:O102)","v":0.31498359999999997},{"$f":"+P102","v":0.31498359999999997},0,{"$f":"L102-Q102-R102","v":351.16869096999994},{"$f":"K102+H102","v":351.48367456999995},null,null,null,null,{"$f":"J102","v":0},351.48367456999995,{"$f":"+Q102","v":0.31498359999999997},{"$f":"(AA104+AB104)*U103","v":150.83452830660818},{"$f":"AA102+AB102+R102","v":151.14951190660818},{"$f":"IF(Y102>0,(AA102+AB102)*Y101,\"\")","v":""},{"$f":"+T102","v":351.48367456999995},{"$f":"IF(AC102=0,AE102-AB102,AE102-AC102)","v":200.33416266339177},{"$f":"IF(Y102=0,\"\",IF(Y102-AD102<0,0,Y102-AD102))","v":""},{"$f":"+AB102","v":150.83452830660818},{"$f":"S102-AH102","v":200.33416266339177},{"$f":"IF(D102=\"MAR\",IF(AA102+R102+AB102=0,\"Infinito\",(I102+T102+Y102)/(AA102+R102)),IF(D102=\"C\",IF(AA102+R102+AB102=0,\"Infinito\",(I102+T102+Y102)/(AA102+AB102+R102)),IF(AA102+R102+AB102=0,\"Infinito\",(I102+T102+Y102)/(AA102+R102+AB102))))","v":2.3254039668164701},{"$f":"IF(AJ102<1.4,\"1\", IF(AJ102<3,\"2\", IF(AJ102<9,\"3\", \"4\")))","v":"2"},{"$f":"IF(AJ102<1.4,\"ROJO\", IF(AJ102<3,\"AMARILLO\", IF(AJ102<9,\"VERDE\", \"AZUL\")))","v":"AMARILLO"},{"$f":"IF(AJ102<1.4,\"Déficit\", IF(AJ102<3,\"Equilibrio\", IF(AJ102<9,\"Disponibilidad\", \"Abundante\")))","v":"Equilibrio"},null,null,null,null,null,null,null,null,null,null,null,null,null,null,null,null,null,null,null,null,null,null,null,null,null,null,{"$f":"SUM(AF102:AG102)","v":200.33416266339177}]
[null,null,null,null,null,null,null,null,null,null,null,null,null,null,null,null,null,null,null,{"$f":"IF(T104=0,\"\",T104/(SUM($T104:$Y104)))","v":3.4573313066769903E-2},0.49055362134576591,0.47487306558746423,"","","",1]
[3,"C","C","MAR",null,null,null,{"$f":"C17","v":21.774999999999999},{"$f":"S100+S102","v":691.11226810999995},{"$f":"J17","v":0},{"$f":"I17","v":2.9747206499999996},{"$f":"SUM(H104:K104)","v":715.86198875999992},{"$f":"H17","v":17.588166999999999},0,{"$f":"K17","v":0},{"$f":"SUM(M104:O104)","v":17.588166999999999},{"$f":"+P104","v":17.588166999999999},0,{"$f":"L104-Q104-R104","v":698.27382175999992},{"$f":"K104+H104","v":24.749720649999997},{"$f":"S102","v":351.16869096999994},{"$f":"S100","v":339.94357714},null,null,{"$f":"J104","v":0},715.86198875999992,{"$f":"+Q104","v":17.588166999999999},289.89,{"$f":"(AA104+AB104+R104)*T103","v":10.630538928887558},{"$f":"IF(Y104>0,(AA104)*Y103,\"\")","v":""},{"$f":"+T104","v":24.749720649999997},{"$f":"IF(AC104=0,AE104-AB104,AE104-AC104)","v":14.119181721112438},{"$f":"IF(Y104=0,\"\",IF(Y104-AD104<0,0,Y104-AD104))","v":""},{"$f":"AB104","v":289.89},{"$f":"S104-AH104","v":408.38382175999993},{"$f":"IF(D104=\"MAR\",IF(AA104+R104+AB104=0,\"Infinito\",(I104+T104+Y104)/(AA104+R104)),IF(D104=\"C\",IF(AA104+R104+AB104=0,\"Infinito\",(I104+T104+Y104)/(AA104+AB104+R104)),IF(AA104+R104+AB104=0,\"Infinito\",(I104+T104+Y104)/(AA104+R104+AB104))))","v":40.701341348419078},{"$f":"IF(AJ104<1.4,\"1\", IF(AJ104<3,\"2\", IF(AJ104<9,\"3\", \"4\")))","v":"4"},{"$f":"IF(AJ104<1.4,\"ROJO\", IF(AJ104<3,\"AMARILLO\", IF(AJ104<9,\"VERDE\", \"AZUL\")))","v":"AZUL"},{"$f":"IF(AJ104<1.4,\"Déficit\", IF(AJ104<3,\"Equilibrio\", IF(AJ104<9,\"Disponibilidad\", \"Abundante\")))","v":"Abundante"},null,null,null,null,null,null,null,null,null,null,null,null,null,null,null,null,null,null,null,null,null,null,null,null,null,null,{"$f":"SUM(AF104:AG104)","v":14.119181721112438}]
[]
[null,null,null,null,null,null,null,null,null,null,null,null,null,null,null,null,null,null,null,null,null,null,null,null,null,null,null,null,null,null,null,{"$f":"SUM(AF99:AF104)+141.68+1.05","v":551.11382175999984}]
[null,null,null,null,null,null,null,null,null,null,null,null,null,null,null,null,null,null,null,null,null,null,null,null,null,null,null,null,null,"Comprobación  ","SDxx =",{"$f":"SUM(AF100:AG104)","v":408.38382175999993},"Mm3"]
[null,null,null,null,null,null,null,null,null,null,null,null,null,null,null,null,null,null,null,null,null,null,null,null,null,null,null,null,null,null,"Ab =",{"$f":"S104","v":698.27382175999992},"Mm3"]
[]
[]
["No LINEA","CUENCA O REGION","CONEXION",null,null,null,null,"OFERTA  POTENCIAL",null,null,null,null,"DEMANDA CONSUNTIVA",null,null,null,null,null,null,null,"OFERTA REAL",null,null,null,null,null,null,null,null,null,null,null,null,null,"EXTRACC Y VOLS RESERV PARA A ABAJO",null,null,null,null,null,null,null,null,null,null,null,null,null,null,null,null,null,null,"POR CUENCA PROPIA",null,null,"A LA SAL. DEL C PRINCIPAL",null,"DISPONIBILIDAD RELATIVA",null,null,null,"OFERTA - DEMANDA"]
[null,"HIDROLOGICA","DE ","HACIA",null,null,null,"Cp","Cp A Arriba","Im","R","TOTAL","Uc","Ev","Ex","TOTAL","TOTAL ACUM.","Dv","Ab","Ab","Cp","Ar1","Ar2","Ar3","Ar4","Ar5","Ar6","Ar7","Ar8","Ar9","Ar10","Ar11","Im","TOTAL","Uc","Re1","Re2","RImp","TOTAL","para Cp","para Ar1","para Ar2","para Ar3","para Ar4","para Ar5","para Ar6","para Ar7","para Ar8","para Ar9","para Ar10","para Ar11","para Im","TOTAL","RESERVADO","DISPONIBLE","DImp","RESERVADO","DISPONIBLE","INDICE","CLAVE","COLOR",null,"OFERTA","DEMANDA","Indice"]
[]
[null,null,null,null,null,null,null,null,null,null,null,null,null,null,null,null,null,null,null,null,{"$f":"IF(U115=0,\"\",U115/(SUM($U115:$AG115)))","v":1},"","","","","","","","","","","","",{"$f":"SUM(U114:AG114)","v":1},null,null,null,null,null,{"$f":"IF(U114=0,\"\",U114)","v":1},"","","","","","","","","","","","",{"$f":"SUM(AN114:AZ114)","v":1}]
["A",{"$f":"A115","v":"A"},{"$f":"A115","v":"A"},"B",null,null,null,{"$f":"$C$19","v":394.02199999999999},null,{"$f":"J19","v":0},{"$f":"I19","v":1.9568451000000002},{"$f":"SUM(H115:K115)","v":395.9788451},{"$f":"H19","v":9.433764},0,{"$f":"K19","v":0},{"$f":"SUM(M115:O115)","v":9.433764},{"$f":"+P115","v":9.433764},0,{"$f":"L115-Q115-R115","v":386.5450811},{"$f":"IF(S115<0,0,S115)","v":386.5450811},{"$f":"K115+H115","v":395.9788451},null,null,null,null,null,null,null,null,null,null,null,{"$f":"J115","v":0},{"$f":"SUM(U115:AG115)","v":395.9788451},{"$f":"+Q115","v":9.433764},{"$f":"(AI117+R117+AJ117)*V116","v":193.43902978759181},{"$f":"AI115+R115+AJ115","v":202.8727937875918},{"$f":"IF(AG115>0,(AI115+R115+AJ115)*AG114,\"\")","v":""},{"$f":"SUM(AI115:AK115)","v":405.74558757518361},{"$f":"IF(AN114=\"\",\"\",$AM115*AN114)","v":405.74558757518361},"","","","","","","","","","","","",{"$f":"SUM(AN115:AZ115)","v":405.74558757518361},{"$f":"+U115","v":395.9788451},{"$f":"IF(D115=\"MAR\",IF((BB115-AJ115)<0,0,BB115-AJ115),IF(D115=\"Cerrada\",IF((BB115-AJ115)<0,0,BB115-AJ115),IF((BB115-AK115)<0,0,BB115-AK115)))","v":193.1060513124082},{"$f":"IF(AG115=0,\"\",IF(AG115-AL115<0,0,AG115-AL115))","v":""},{"$f":"IF(D115=\"MAR\",0,IF(D115=\"Cerrada\",0,AJ115))","v":193.43902978759181},{"$f":"IF(T115-BE115<0,0,T115-BE115)","v":193.1060513124082},{"$f":"IF(D115=\"MAR\",IF(AI115+R115+AJ115=0,\"Infinito\",(I115+U115+AG115)/(AI115+R115)),IF(D115=\"Cerrada\",IF(AI115+R115+AJ115=0,\"Infinito\",(I115+U115+AG115)/(AI115+R115)),IF(AI115+R115+AJ115=0,\"Infinito\",(I115+U115+AG115)/(AI115+R115+AJ115))))","v":1.9518578006797234},{"$f":"IF(BG115<1.4,\"1\", IF(BG115<3,\"2\", IF(BG115<9,\"3\", \"4\")))","v":"2"},{"$f":"IF(BG115<1.4,\"ROJO\", IF(BG115<3,\"AMARILLO\", IF(BG115<9,\"VERDE\", \"AZUL\")))","v":"AMARILLO"},{"$f":"IF(BG115<1.4,\"Déficit\", IF(BG115<3,\"Equilibrio\", IF(BG115<9,\"Disponibilidad\", \"Abundante\")))","v":"Equilibrio"},{"$f":"I115+U115+AG115","v":395.9788451},{"$f":"IF(D115=\"MAR\",AI115+R115,IF(D115=\"Cerrada\",AI115+R115,AI115+R115+AJ115))","v":202.8727937875918},{"$f":"BK115/BL115","v":1.9518578006797234},{"$f":"SUM(BC115:BD115)","v":193.1060513124082}]
[null,null,null,null,null,null,null,null,null,null,null,null,null,null,null,null,null,null,null,null,{"$f":"IF(U117=0,\"\",U117/(SUM($U117:$AG117)))","v":4.5401338836312609E-2},0.95459866116368741,"","","","","","","","","","","",{"$f":"SUM(U116:AG116)","v":1},null,null,null,null,null,{"$f":"IF(U116=0,\"\",U116)","v":4.5401338836312609E-2},0.95459866116368741,"","","","","","","","","","","",{"$f":"SUM(AN116:AZ116)","v":1}]
["B",{"$f":"A117","v":"B"},{"$f":"A117","v":"B"},"MAR",null,null,null,{"$f":"C20","v":15.157},{"$f":"T115","v":386.5450811},{"$f":"J20","v":0},{"$f":"I20","v":3.2273377499999998},{"$f":"SUM(H117:K117)","v":404.92941884999999},{"$f":"H20","v":16.173117000000001},0,{"$f":"K20","v":0},{"$f":"SUM(M117:O117)","v":16.173117000000001},{"$f":"+P117","v":16.173117000000001},0,{"$f":"L117-Q117-R117","v":388.75630185},{"$f":"IF(S117<0,0,S117)","v":388.75630185},{"$f":"K117+H117","v":18.38433775},{"$f":"T115","v":386.5450811},null,null,null,null,null,null,null,null,null,null,{"$f":"J117","v":0},{"$f":"SUM(U117:AG117)","v":404.92941884999999},{"$f":"+Q117","v":16.173117000000001},186.46600000000001,{"$f":"(AI117+R117+AJ117)*U116","v":9.200087212408194},{"$f":"IF(AG117>0,(AI117+R117+AJ117)*AG116,\"\")","v":""},{"$f":"SUM(AI117:AK117)","v":211.83920421240819},{"$f":"IF(AN116=\"\",\"\",$AM117*AN116)","v":9.617783489262365},202.22142072314583,"","","","","","","","","","","",{"$f":"SUM(AN117:AZ117)","v":211.83920421240819},{"$f":"+U117","v":18.38433775},{"$f":"IF(D117=\"MAR\",IF((BB117-AJ117)<0,0,BB117-AJ117),IF(D117=\"Cerrada\",IF((BB117-AJ117)<0,0,BB117-AJ117),IF((BB117-AK117)<0,0,BB117-AK117)))","v":0},{"$f":"IF(AG117=0,\"\",IF(AG117-AL117<0,0,AG117-AL117))","v":""},{"$f":"AJ117","v":186.46600000000001},{"$f":"IF(T117-BE117<0,0,T117-BE117)","v":202.29030184999999},{"$f":"IF(D117=\"MAR\",IF(AI117+R117+AJ117=0,\"Infinito\",(I117+U117+AG117)/(AI117+R117)),IF(D117=\"Cerrada\",IF(AI117+R117+AJ117=0,\"Infinito\",(I117+U117+AG117)/(AI117+R117)),IF(AI117+R117+AJ117=0,\"Infinito\",(I117+U117+AG117)/(AI117+R117+AJ117))))","v":25.037190966342479},{"$f":"IF(BG117<1.4,\"1\", IF(BG117<3,\"2\", IF(BG117<9,\"3\", \"4\")))","v":"4"},{"$f":"IF(BG117<1.4,\"ROJO\", IF(BG117<3,\"AMARILLO\", IF(BG117<9,\"VERDE\", \"AZUL\")))","v":"AZUL"},{"$f":"IF(BG117<1.4,\"Déficit\", IF(BG117<3,\"Equilibrio\", IF(BG117<9,\"Disponibilidad\", \"Abundante\")))","v":"Abundante"},{"$f":"IF(I117+U117+AG117<=0,0,I117+U117+AG117)","v":404.92941884999999},{"$f":"IF(D117=\"MAR\",AI117+R117,IF(D117=\"Cerrada\",AI117+R117,AI117+R117+AJ117))","v":16.173117000000001},{"$f":"BK117/BL117","v":25.037190966342479},{"$f":"BB117-AK117","v":9.1842505375918062}]
[]
[null,null,null,null,null,null,null,null,null,null,null,null,null,null,null,null,null,null,null,null,null,null,null,null,null,null,null,null,null,null,null,null,null,null,null,null,null,"Comprobación  ",null,null,null,null,null,null,null,null,null,null,null,null,null,null,null,"SDxx   ",null,null,"Ab   "]
[null,null,null,null,null,null,null,null,null,null,null,null,null,null,null,null,null,null,null,null,null,null,null,null,null,null,null,null,null,null,null,null,null,null,null,null,null,null,null,null,null,null,null,null,null,null,null,null,null,null,null,null,null,{"$f":"SUM(BC115:BD117)","v":193.1060513124082},"Mm3",null,{"$f":"T117","v":388.75630185},"Mm3"]
["No LINEA","CUENCA O REGION","CONEXION",null,null,null,null,"OFERTA  POTENCIAL",null,null,null,null,"DEMANDA CONSUNTIVA",null,null,null,null,null,null,null,"OFERTA REAL",null,null,null,null,null,null,null,null,null,null,null,null,null,"EXTRACC Y VOLS RESERV PARA A ABAJO",null,null,null,null,null,null,null,null,null,null,null,null,null,null,null,null,null,null,"POR CUENCA PROPIA",null,null,"A LA SAL. DEL C PRINCIPAL",null,"DISPONIBILIDAD RELATIVA",null,null,null,"OFERTA - DEMANDA"]
[null,"HIDROLOGICA","DE ","HACIA",null,null,null,"Cp","Cp A Arriba","Im","R","TOTAL","Uc","Ev","Ex","TOTAL","TOTAL ACUM.","Dv","Ab","Ab","Cp","Ar1","Ar2","Ar3","Ar4","Ar5","Ar6","Ar7","Ar8","Ar9","Ar10","Ar11","Im","TOTAL","Uc","Re1","Re2","RImp","TOTAL","para Cp","para Ar1","para Ar2","para Ar3","para Ar4","para Ar5","para Ar6","para Ar7","para Ar8","para Ar9","para Ar10","para Ar11","para Im","TOTAL","RESERVADO","DISPONIBLE","DImp","RESERVADO","DISPONIBLE","INDICE","CLAVE","COLOR",null,"OFERTA","DEMANDA","Indice"]
[]
[null,null,null,null,null,null,null,null,null,null,null,null,null,null,null,null,null,null,null,null,{"$f":"IF(U125=0,\"\",U125/(SUM($U125:$AG125)))","v":1},"","","","","","","","","","","","",{"$f":"SUM(U124:AG124)","v":1},null,null,null,null,null,{"$f":"IF(U124=0,\"\",U124)","v":1},"","","","","","","","","","","","",{"$f":"SUM(AN124:AZ124)","v":1}]
["A",{"$f":"A125","v":"A"},{"$f":"A125","v":"A"},"B",null,null,null,{"$f":"C22","v":423.92700000000002},null,{"$f":"J22","v":0},{"$f":"I22","v":4.8554518780000002},{"$f":"SUM(H125:K125)","v":428.78245187800002},{"$f":"H22","v":24.080021640000002},0,{"$f":"K22","v":0},{"$f":"SUM(M125:O125)","v":24.080021640000002},{"$f":"+P125","v":24.080021640000002},0,{"$f":"L125-Q125-R125","v":404.70243023800003},{"$f":"IF(S125<0,0,S125)","v":404.70243023800003},{"$f":"K125+H125","v":428.78245187800002},null,null,null,null,null,null,null,null,null,null,null,{"$f":"J125","v":0},{"$f":"SUM(U125:AG125)","v":428.78245187800002},{"$f":"+Q125","v":24.080021640000002},{"$f":"(AI127+R127+AJ127)*V126","v":140.19564501843675},{"$f":"AI125+R125+AJ125","v":164.27566665843676},{"$f":"IF(AG125>0,(AI125+R125+AJ125)*AG124,\"\")","v":""},{"$f":"SUM(AI125:AK125)","v":328.55133331687352},{"$f":"IF(AN124=\"\",\"\",$AM125*AN124)","v":328.55133331687352},"","","","","","","","","","","","",{"$f":"SUM(AN125:AZ125)","v":328.55133331687352},{"$f":"+U125","v":428.78245187800002},{"$f":"IF(D125=\"MAR\",IF((BB125-AJ125)<0,0,BB125-AJ125),IF(D125=\"Cerrada\",IF((BB125-AJ125)<0,0,BB125-AJ125),IF((BB125-AK125)<0,0,BB125-AK125)))","v":264.50678521956326},{"$f":"IF(AG125=0,\"\",IF(AG125-AL125<0,0,AG125-AL125))","v":""},{"$f":"IF(D125=\"MAR\",0,IF(D125=\"Cerrada\",0,AJ125))","v":140.19564501843675},{"$f":"IF(T125-BE125<0,0,T125-BE125)","v":264.50678521956331},{"$f":"IF(D125=\"MAR\",IF(AI125+R125+AJ125=0,\"Infinito\",(I125+U125+AG125)/(AI125+R125)),IF(D125=\"Cerrada\",IF(AI125+R125+AJ125=0,\"Infinito\",(I125+U125+AG125)/(AI125+R125)),IF(AI125+R125+AJ125=0,\"Infinito\",(I125+U125+AG125)/(AI125+R125+AJ125))))","v":2.6101397766324563},{"$f":"IF(BG125<1.4,\"1\", IF(BG125<3,\"2\", IF(BG125<9,\"3\", \"4\")))","v":"2"},{"$f":"IF(BG125<1.4,\"ROJO\", IF(BG125<3,\"AMARILLO\", IF(BG125<9,\"VERDE\", \"AZUL\")))","v":"AMARILLO"},{"$f":"IF(BG125<1.4,\"Déficit\", IF(BG125<3,\"Equilibrio\", IF(BG125<9,\"Disponibilidad\", \"Abundante\")))","v":"Equilibrio"},{"$f":"I125+U125+AG125","v":428.78245187800002},{"$f":"IF(D125=\"MAR\",AI125+R125,IF(D125=\"Cerrada\",AI125+R125,AI125+R125+AJ125))","v":164.27566665843676},{"$f":"BK125/BL125","v":2.6101397766324563},{"$f":"SUM(BC125:BD125)","v":264.50678521956326}]
[null,null,null,null,null,null,null,null,null,null,null,null,null,null,null,null,null,null,null,null,{"$f":"IF(U127=0,\"\",U127/(SUM($U127:$AG127)))","v":8.5000562920945419E-3},0.99149994370790551,"","","","","","","","","","","",{"$f":"SUM(U126:AG126)","v":1},null,95.953999999999994,null,null,null,{"$f":"IF(U126=0,\"\",U126)","v":8.5000562920945419E-3},0.99149994370790551,"","","","","","","","","","","",{"$f":"SUM(AN126:AZ126)","v":1}]
["B",{"$f":"A127","v":"B"},{"$f":"A127","v":"B"},"MAR",null,null,null,{"$f":"C23","v":3.2629999999999999},{"$f":"T125","v":404.70243023800003},{"$f":"J23","v":0},{"$f":"I23","v":0.20648425000000004},{"$f":"SUM(H127:K127)","v":408.17191448800003},{"$f":"H23","v":1.832532},0,{"$f":"K23","v":0},{"$f":"SUM(M127:O127)","v":1.832532},{"$f":"+P127","v":1.832532},0,{"$f":"L127-Q127-R127","v":406.33938248800001},{"$f":"IF(S127<0,0,S127)","v":406.33938248800001},{"$f":"K127+H127","v":3.4694842499999998},{"$f":"T125","v":404.70243023800003},null,null,null,null,null,null,null,null,null,null,{"$f":"J127","v":0},{"$f":"SUM(U127:AG127)","v":408.17191448800003},{"$f":"+Q127","v":1.832532},139.565,{"$f":"(AI127+R127+AJ127)*U126","v":1.2018869815632391},{"$f":"IF(AG127>0,(AI127+R127+AJ127)*AG126,\"\")","v":""},{"$f":"SUM(AI127:AK127)","v":142.59941898156322},{"$f":"IF(AN126=\"\",\"\",$AM127*AN126)","v":1.2121030885632622},141.38731589299996,"","","","","","","","","","","",{"$f":"SUM(AN127:AZ127)","v":142.59941898156322},{"$f":"+U127","v":3.4694842499999998},{"$f":"IF(D127=\"MAR\",IF((BB127-AJ127)<0,0,BB127-AJ127),IF(D127=\"Cerrada\",IF((BB127-AJ127)<0,0,BB127-AJ127),IF((BB127-AK127)<0,0,BB127-AK127)))","v":0},{"$f":"IF(AG127=0,\"\",IF(AG127-AL127<0,0,AG127-AL127))","v":""},{"$f":"AJ127","v":139.565},{"$f":"IF(T127-BE127<0,0,T127-BE127)","v":266.77438248800001},{"$f":"IF(D127=\"MAR\",IF(AI127+R127+AJ127=0,\"Infinito\",(I127+U127+AG127)/(AI127+R127)),IF(D127=\"Cerrada\",IF(AI127+R127+AJ127=0,\"Infinito\",(I127+U127+AG127)/(AI127+R127)),IF(AI127+R127+AJ127=0,\"Infinito\",(I127+U127+AG127)/(AI127+R127+AJ127))))","v":222.73658221957379},{"$f":"IF(BG127<1.4,\"1\", IF(BG127<3,\"2\", IF(BG127<9,\"3\", \"4\")))","v":"4"},{"$f":"IF(BG127<1.4,\"ROJO\", IF(BG127<3,\"AMARILLO\", IF(BG127<9,\"VERDE\", \"AZUL\")))","v":"AZUL"},{"$f":"IF(BG127<1.4,\"Déficit\", IF(BG127<3,\"Equilibrio\", IF(BG127<9,\"Disponibilidad\", \"Abundante\")))","v":"Abundante"},{"$f":"IF(I127+U127+AG127<=0,0,I127+U127+AG127)","v":408.17191448800003},{"$f":"IF(D127=\"MAR\",AI127+R127,IF(D127=\"Cerrada\",AI127+R127,AI127+R127+AJ127))","v":1.832532},{"$f":"BK127/BL127","v":222.73658221957379},{"$f":"BB127-AK127","v":2.2675972684367607}]
[]
[null,null,null,null,null,null,null,null,null,null,null,null,null,null,null,null,null,null,null,null,null,null,null,null,null,null,null,null,null,null,null,null,null,null,null,null,null,"Comprobación  ",null,null,null,null,null,null,null,null,null,null,null,null,null,null,null,"SDxx   ",null,null,"Ab   "]
[null,null,null,null,null,null,null,null,null,null,null,null,null,null,null,null,null,null,null,null,null,null,null,null,null,null,null,null,null,null,null,null,null,null,null,null,null,null,null,null,null,null,null,null,null,null,null,null,null,null,null,null,null,{"$f":"SUM(BC125:BD127)","v":264.50678521956326},"Mm3",null,{"$f":"T127","v":406.33938248800001},"Mm3"]
[]
["No LINEA","CUENCA O REGION","CONEXION",null,null,null,null,"OFERTA  POTENCIAL",null,null,null,null,"DEMANDA CONSUNTIVA",null,null,null,null,null,null,null,"OFERTA REAL",null,null,null,null,null,null,null,null,null,null,null,null,null,"EXTRACC Y VOLS RESERV PARA A ABAJO",null,null,null,null,null,null,null,null,null,null,null,null,null,null,null,null,null,null,"POR CUENCA PROPIA",null,null,"A LA SAL. DEL C PRINCIPAL",null,"DISPONIBILIDAD RELATIVA",null,null,null,"OFERTA - DEMANDA"]
[null,"HIDROLOGICA","DE ","HACIA",null,null,null,"Cp","Cp A Arriba","Im","R","TOTAL","Uc","Ev","Ex","TOTAL","TOTAL ACUM.","Dv","Ab","Ab","Cp","Ar1","Ar2","Ar3","Ar4","Ar5","Ar6","Ar7","Ar8","Ar9","Ar10","Ar11","Im","TOTAL","Uc","Re1","Re2","RImp","TOTAL","para Cp","para Ar1","para Ar2","para Ar3","para Ar4","para Ar5","para Ar6","para Ar7","para Ar8","para Ar9","para Ar10","para Ar11","para Im","TOTAL","RESERVADO","DISPONIBLE","DImp","RESERVADO","DISPONIBLE","INDICE","CLAVE","COLOR",null,"OFERTA","DEMANDA","Indice"]
[]
[null,null,null,null,null,null,null,null,null,null,null,null,null,null,null,null,null,null,null,null,{"$f":"IF(U136=0,\"\",U136/(SUM($U136:$AG136)))","v":1},"","","","","","","","","","","","",{"$f":"SUM(U135:AG135)","v":1},null,null,null,null,null,{"$f":"IF(U135=0,\"\",U135)","v":1},"","","","","","","","","","","","",{"$f":"SUM(AN135:AZ135)","v":1}]
["A",{"$f":"A136","v":"A"},{"$f":"A136","v":"A"},"B",null,null,null,{"$f":"C25","v":1118.6320000000001},null,{"$f":"J25","v":0},{"$f":"I25","v":0.16621943000000003},{"$f":"SUM(H136:K136)","v":1118.79821943},{"$f":"H25","v":0.54403440000000003},0,{"$f":"K25","v":0},{"$f":"SUM(M136:O136)","v":0.54403440000000003},{"$f":"+P136","v":0.54403440000000003},0,{"$f":"L136-Q136-R136","v":1118.2541850299999},{"$f":"IF(S136<0,0,S136)","v":1118.2541850299999},{"$f":"K136+H136","v":1118.79821943},null,null,null,null,null,null,null,null,null,null,null,{"$f":"J136","v":0},{"$f":"SUM(U136:AG136)","v":1118.79821943},{"$f":"+Q136","v":0.54403440000000003},{"$f":"(AI138+R138+AJ138)*V137","v":615.19849757005409},{"$f":"AI136+R136+AJ136","v":615.74253197005407},{"$f":"IF(AG136>0,(AI136+R136+AJ136)*AG135,\"\")","v":""},{"$f":"SUM(AI136:AK136)","v":1231.4850639401081},{"$f":"IF(AN135=\"\",\"\",$AM136*AN135)","v":1231.4850639401081},"","","","","","","","","","","","",{"$f":"SUM(AN136:AZ136)","v":1231.4850639401081},{"$f":"+U136","v":1118.79821943},{"$f":"IF(D136=\"MAR\",IF((BB136-AJ136)<0,0,BB136-AJ136),IF(D136=\"Cerrada\",IF((BB136-AJ136)<0,0,BB136-AJ136),IF((BB136-AK136)<0,0,BB136-AK136)))","v":503.05568745994594},{"$f":"IF(AG136=0,\"\",IF(AG136-AL136<0,0,AG136-AL136))","v":""},{"$f":"IF(D136=\"MAR\",0,IF(D136=\"Cerrada\",0,AJ136))","v":615.19849757005409},{"$f":"IF(T136-BE136<0,0,T136-BE136)","v":503.05568745994583},{"$f":"IF(D136=\"MAR\",IF(AI136+R136+AJ136=0,\"Infinito\",(I136+U136+AG136)/(AI136+R136)),IF(D136=\"Cerrada\",IF(AI136+R136+AJ136=0,\"Infinito\",(I136+U136+AG136)/(AI136+R136)),IF(AI136+R136+AJ136=0,\"Infinito\",(I136+U136+AG136)/(AI136+R136+AJ136))))","v":1.816990318746426},{"$f":"IF(BG136<1.4,\"1\", IF(BG136<3,\"2\", IF(BG136<9,\"3\", \"4\")))","v":"2"},{"$f":"IF(BG136<1.4,\"ROJO\", IF(BG136<3,\"AMARILLO\", IF(BG136<9,\"VERDE\", \"AZUL\")))","v":"AMARILLO"},{"$f":"IF(BG136<1.4,\"Déficit\", IF(BG136<3,\"Equilibrio\", IF(BG136<9,\"Disponibilidad\", \"Abundante\")))","v":"Equilibrio"},{"$f":"I136+U136+AG136","v":1118.79821943},{"$f":"IF(D136=\"MAR\",AI136+R136,IF(D136=\"Cerrada\",AI136+R136,AI136+R136+AJ136))","v":615.74253197005407},{"$f":"BK136/BL136","v":1.816990318746426},{"$f":"SUM(BC136:BD136)","v":503.05568745994594}]
[null,null,null,null,null,null,null,null,null,null,null,null,null,null,null,null,null,null,null,null,{"$f":"IF(U138=0,\"\",U138/(SUM($U138:$AG138)))","v":5.2555208684097944E-2},0.94744479131590209,"","","","","","","","","","","",{"$f":"SUM(U137:AG137)","v":1},null,null,null,null,null,{"$f":"IF(U137=0,\"\",U137)","v":5.2555208684097944E-2},0.94744479131590209,"","","","","","","","","","","",{"$f":"SUM(AN137:AZ137)","v":1}]
["B",{"$f":"A138","v":"B"},{"$f":"A138","v":"B"},"MAR",null,null,null,{"$f":"C26","v":55.097999999999999},{"$f":"T136","v":1118.2541850299999},{"$f":"J26","v":0},{"$f":"I26","v":6.9320861800000015},{"$f":"SUM(H138:K138)","v":1180.2842712099998},{"$f":"H26","v":36.323847900000004},0,{"$f":"K26","v":0},{"$f":"SUM(M138:O138)","v":36.323847900000004},{"$f":"+P138","v":36.323847900000004},0,{"$f":"L138-Q138-R138","v":1143.9604233099999},{"$f":"IF(S138<0,0,S138)","v":1143.9604233099999},{"$f":"K138+H138","v":62.030086179999998},{"$f":"T136","v":1118.2541850299999},null,null,null,null,null,null,null,null,null,null,{"$f":"J138","v":0},{"$f":"SUM(U138:AG138)","v":1180.2842712099998},{"$f":"+Q138","v":36.323847900000004},613,{"$f":"(AI138+R138+AJ138)*U137","v":34.125350329945974},{"$f":"IF(AG138>0,(AI138+R138+AJ138)*AG137,\"\")","v":""},{"$f":"SUM(AI138:AK138)","v":683.44919822994598},{"$f":"IF(AN137=\"\",\"\",$AM138*AN137)","v":35.918815237954234},647.53038299199181,"","","","","","","","","","","",{"$f":"SUM(AN138:AZ138)","v":683.44919822994609},{"$f":"+U138","v":62.030086179999998},{"$f":"IF(D138=\"MAR\",IF((BB138-AJ138)<0,0,BB138-AJ138),IF(D138=\"Cerrada\",IF((BB138-AJ138)<0,0,BB138-AJ138),IF((BB138-AK138)<0,0,BB138-AK138)))","v":0},{"$f":"IF(AG138=0,\"\",IF(AG138-AL138<0,0,AG138-AL138))","v":""},{"$f":"AJ138","v":613},{"$f":"IF(T138-BE138<0,0,T138-BE138)","v":530.9604233099999},{"$f":"IF(D138=\"MAR\",IF(AI138+R138+AJ138=0,\"Infinito\",(I138+U138+AG138)/(AI138+R138)),IF(D138=\"Cerrada\",IF(AI138+R138+AJ138=0,\"Infinito\",(I138+U138+AG138)/(AI138+R138)),IF(AI138+R138+AJ138=0,\"Infinito\",(I138+U138+AG138)/(AI138+R138+AJ138))))","v":32.493371144470622},{"$f":"IF(BG138<1.4,\"1\", IF(BG138<3,\"2\", IF(BG138<9,\"3\", \"4\")))","v":"4"},{"$f":"IF(BG138<1.4,\"ROJO\", IF(BG138<3,\"AMARILLO\", IF(BG138<9,\"VERDE\", \"AZUL\")))","v":"AZUL"},{"$f":"IF(BG138<1.4,\"Déficit\", IF(BG138<3,\"Equilibrio\", IF(BG138<9,\"Disponibilidad\", \"Abundante\")))","v":"Abundante"},{"$f":"IF(I138+U138+AG138<=0,0,I138+U138+AG138)","v":1180.2842712099998},{"$f":"IF(D138=\"MAR\",AI138+R138,IF(D138=\"Cerrada\",AI138+R138,AI138+R138+AJ138))","v":36.323847900000004},{"$f":"BK138/BL138","v":32.493371144470622},{"$f":"BB138-AK138","v":27.904735850054024}]
[null,null,null,null,null,null,null,null,null,null,null,null,null,null,null,null,null,null,null,null,null,null,null,null,null,null,null,289.89]
[null,null,null,null,null,null,null,null,null,null,null,null,null,null,null,null,null,null,null,null,null,null,null,null,null,null,null,null,null,null,null,null,null,null,null,null,null,"Comprobación  ",null,null,null,null,null,null,null,null,null,null,null,null,null,null,null,"SDxx   ",null,null,"Ab   "]
[null,null,null,null,null,null,null,null,null,null,null,null,null,null,null,null,null,null,null,null,null,null,null,null,null,null,null,null,null,null,null,null,null,null,null,null,null,null,null,null,null,null,null,null,null,null,null,null,null,null,null,null,null,{"$f":"SUM(BC136:BD138)","v":503.05568745994594},"Mm3",null,{"$f":"T138","v":1143.9604233099999},"Mm3"]
[]
["No LINEA","CUENCA O REGION","CONEXION",null,null,null,null,"OFERTA  POTENCIAL",null,null,null,null,"DEMANDA CONSUNTIVA",null,null,null,null,null,null,null,"OFERTA REAL",null,null,null,null,null,null,null,null,null,null,null,null,null,"EXTRACC Y VOLS RESERV PARA A ABAJO",null,null,null,null,null,null,null,null,null,null,null,null,null,null,null,null,null,null,"POR CUENCA PROPIA",null,null,"A LA SAL. DEL C PRINCIPAL",null,"DISPONIBILIDAD RELATIVA",null,null,null,"OFERTA - DEMANDA"]
[null,"HIDROLOGICA","DE ","HACIA",null,null,null,"Cp","Cp A Arriba","Im","R","TOTAL","Uc","Ev","Ex","TOTAL","TOTAL ACUM.","Dv","Ab","Ab","Cp","Ar1","Ar2","Ar3","Ar4","Ar5","Ar6","Ar7","Ar8","Ar9","Ar10","Ar11","Im","TOTAL","Uc","Re1","Re2","RImp","TOTAL","para Cp","para Ar1","para Ar2","para Ar3","para Ar4","para Ar5","para Ar6","para Ar7","para Ar8","para Ar9","para Ar10","para Ar11","para Im","TOTAL","RESERVADO","DISPONIBLE","DImp","RESERVADO","DISPONIBLE","INDICE","CLAVE","COLOR",null,"OFERTA","DEMANDA","Indice"]
[]
[null,null,null,null,null,null,null,null,null,null,null,null,null,null,null,null,null,null,null,null,{"$f":"IF(U147=0,\"\",U147/(SUM($U147:$AG147)))","v":1},"","","","","","","","","","","","",{"$f":"SUM(U146:AG146)","v":1},null,null,null,null,null,{"$f":"IF(U146=0,\"\",U146)","v":1},"","","","","","","","","","","","",{"$f":"SUM(AN146:AZ146)","v":1}]
["A",{"$f":"A147","v":"A"},{"$f":"A147","v":"A"},"B",null,null,null,{"$f":"C28","v":677.66899999999998},null,{"$f":"J28","v":0},{"$f":"I28","v":8.1260234499999999},{"$f":"SUM(H147:K147)","v":685.79502345000003},{"$f":"H28","v":33.503292999999999},0,{"$f":"K28","v":0},{"$f":"SUM(M147:O147)","v":33.503292999999999},{"$f":"+P147","v":33.503292999999999},0,{"$f":"L147-Q147-R147","v":652.29173045000005},{"$f":"IF(S147<0,0,S147)","v":652.29173045000005},{"$f":"K147+H147","v":685.79502345000003},null,null,null,null,null,null,null,null,null,null,null,{"$f":"J147","v":0},{"$f":"SUM(U147:AG147)","v":685.79502345000003},{"$f":"+Q147","v":33.503292999999999},{"$f":"(AI149+R149+AJ149)*V148","v":254.49001528097585},{"$f":"AI147+R147+AJ147","v":287.99330828097584},{"$f":"IF(AG147>0,(AI147+R147+AJ147)*AG146,\"\")","v":""},{"$f":"SUM(AI147:AK147)","v":575.98661656195168},{"$f":"IF(AN146=\"\",\"\",$AM147*AN146)","v":575.98661656195168},"","","","","","","","","","","","",{"$f":"SUM(AN147:AZ147)","v":575.98661656195168},{"$f":"+U147","v":685.79502345000003},{"$f":"IF(D147=\"MAR\",IF((BB147-AJ147)<0,0,BB147-AJ147),IF(D147=\"Cerrada\",IF((BB147-AJ147)<0,0,BB147-AJ147),IF((BB147-AK147)<0,0,BB147-AK147)))","v":397.80171516902419},{"$f":"IF(AG147=0,\"\",IF(AG147-AL147<0,0,AG147-AL147))","v":""},{"$f":"IF(D147=\"MAR\",0,IF(D147=\"Cerrada\",0,AJ147))","v":254.49001528097585},{"$f":"IF(T147-BE147<0,0,T147-BE147)","v":397.80171516902419},{"$f":"IF(D147=\"MAR\",IF(AI147+R147+AJ147=0,\"Infinito\",(I147+U147+AG147)/(AI147+R147)),IF(D147=\"Cerrada\",IF(AI147+R147+AJ147=0,\"Infinito\",(I147+U147+AG147)/(AI147+R147)),IF(AI147+R147+AJ147=0,\"Infinito\",(I147+U147+AG147)/(AI147+R147+AJ147))))","v":2.3812880498630045},{"$f":"IF(BG147<1.4,\"1\", IF(BG147<3,\"2\", IF(BG147<9,\"3\", \"4\")))","v":"2"},{"$f":"IF(BG147<1.4,\"ROJO\", IF(BG147<3,\"AMARILLO\", IF(BG147<9,\"VERDE\", \"AZUL\")))","v":"AMARILLO"},{"$f":"IF(BG147<1.4,\"Déficit\", IF(BG147<3,\"Equilibrio\", IF(BG147<9,\"Disponibilidad\", \"Abundante\")))","v":"Equilibrio"},{"$f":"I147+U147+AG147","v":685.79502345000003},{"$f":"IF(D147=\"MAR\",AI147+R147,IF(D147=\"Cerrada\",AI147+R147,AI147+R147+AJ147))","v":287.99330828097584},{"$f":"BK147/BL147","v":2.3812880498630045},{"$f":"SUM(BC147:BD147)","v":397.80171516902419}]
[null,null,null,null,null,null,null,null,null,null,null,null,null,null,null,null,null,null,null,null,{"$f":"IF(U149=0,\"\",U149/(SUM($U149:$AG149)))","v":2.1500852496613224E-2},0.97849914750338685,"","","","","","","","","","","",{"$f":"SUM(U148:AG148)","v":1},null,null,null,null,null,{"$f":"IF(U148=0,\"\",U148)","v":2.1500852496613224E-2},0.97849914750338685,"","","","","","","","","","","",{"$f":"SUM(AN148:AZ148)","v":1}]
["B",{"$f":"A149","v":"B"},{"$f":"A149","v":"B"},"MAR",null,null,null,{"$f":"C29","v":14.333},{"$f":"T147","v":652.29173045000005},{"$f":"J29","v":0},{"$f":"I29","v":0},{"$f":"SUM(H149:K149)","v":666.62473045000002},{"$f":"H29","v":0.82399999999999995},0,{"$f":"K29","v":0},{"$f":"SUM(M149:O149)","v":0.82399999999999995},{"$f":"+P149","v":0.82399999999999995},0,{"$f":"L149-Q149-R149","v":665.80073045000006},{"$f":"IF(S149<0,0,S149)","v":665.80073045000006},{"$f":"K149+H149","v":14.333},{"$f":"T147","v":652.29173045000005},null,null,null,null,null,null,null,null,null,null,{"$f":"J149","v":0},{"$f":"SUM(U149:AG149)","v":666.62473045000002},{"$f":"+Q149","v":0.82399999999999995},259.25799999999998,{"$f":"(AI149+R149+AJ149)*U148","v":5.5919847190241603},{"$f":"IF(AG149>0,(AI149+R149+AJ149)*AG148,\"\")","v":""},{"$f":"SUM(AI149:AK149)","v":265.67398471902413},{"$f":"IF(AN148=\"\",\"\",$AM149*AN148)","v":5.7122171576312137},259.96176756139295,"","","","","","","","","","","",{"$f":"SUM(AN149:AZ149)","v":265.67398471902413},{"$f":"+U149","v":14.333},{"$f":"IF(D149=\"MAR\",IF((BB149-AJ149)<0,0,BB149-AJ149),IF(D149=\"Cerrada\",IF((BB149-AJ149)<0,0,BB149-AJ149),IF((BB149-AK149)<0,0,BB149-AK149)))","v":0},{"$f":"IF(AG149=0,\"\",IF(AG149-AL149<0,0,AG149-AL149))","v":""},{"$f":"AJ149","v":259.25799999999998},{"$f":"IF(T149-BE149<0,0,T149-BE149)","v":406.54273045000008},{"$f":"IF(D149=\"MAR\",IF(AI149+R149+AJ149=0,\"Infinito\",(I149+U149+AG149)/(AI149+R149)),IF(D149=\"Cerrada\",IF(AI149+R149+AJ149=0,\"Infinito\",(I149+U149+AG149)/(AI149+R149)),IF(AI149+R149+AJ149=0,\"Infinito\",(I149+U149+AG149)/(AI149+R149+AJ149))))","v":809.01059520631077},{"$f":"IF(BG149<1.4,\"1\", IF(BG149<3,\"2\", IF(BG149<9,\"3\", \"4\")))","v":"4"},{"$f":"IF(BG149<1.4,\"ROJO\", IF(BG149<3,\"AMARILLO\", IF(BG149<9,\"VERDE\", \"AZUL\")))","v":"AZUL"},{"$f":"IF(BG149<1.4,\"Déficit\", IF(BG149<3,\"Equilibrio\", IF(BG149<9,\"Disponibilidad\", \"Abundante\")))","v":"Abundante"},{"$f":"IF(I149+U149+AG149<=0,0,I149+U149+AG149)","v":666.62473045000002},{"$f":"IF(D149=\"MAR\",AI149+R149,IF(D149=\"Cerrada\",AI149+R149,AI149+R149+AJ149))","v":0.82399999999999995},{"$f":"BK149/BL149","v":809.01059520631077},{"$f":"BB149-AK149","v":8.7410152809758408}]
[]
[null,null,null,null,null,null,null,null,null,null,null,null,null,null,null,null,null,null,null,null,null,null,null,null,null,null,null,null,null,null,null,null,null,null,null,null,null,"Comprobación  ",null,null,null,null,null,null,null,null,null,null,null,null,null,null,null,"SDxx   ",null,null,"Ab   "]
[null,null,null,null,null,null,null,null,null,null,null,null,null,null,null,null,null,null,null,null,null,null,null,null,null,null,null,null,null,null,null,null,null,null,null,186.46600000000001,null,null,null,null,null,null,null,null,null,null,null,null,null,null,null,null,null,{"$f":"SUM(BC147:BD149)","v":397.80171516902419},"Mm3",null,{"$f":"T149","v":665.80073045000006},"Mm3"]
[]
["No LINEA","CUENCA O REGION","CONEXION",null,null,null,null,"OFERTA  POTENCIAL",null,null,null,null,"DEMANDA CONSUNTIVA",null,null,null,null,null,null,null,"OFERTA REAL",null,null,null,null,null,null,null,null,null,null,null,null,null,"EXTRACC Y VOLS RESERV PARA A ABAJO",null,null,null,null,null,null,null,null,null,null,null,null,null,null,null,null,null,null,"POR CUENCA PROPIA",null,null,"A LA SAL. DEL C PRINCIPAL",null,"DISPONIBILIDAD RELATIVA",null,null,null,"OFERTA - DEMANDA"]
[null,"HIDROLOGICA","DE ","HACIA",null,null,null,"Cp","Cp A Arriba","Im","R","TOTAL","Uc","Ev","Ex","TOTAL","TOTAL ACUM.","Dv","Ab","Ab","Cp","Ar1","Ar2","Ar3","Ar4","Ar5","Ar6","Ar7","Ar8","Ar9","Ar10","Ar11","Im","TOTAL","Uc","Re1","Re2","RImp","TOTAL","para Cp","para Ar1","para Ar2","para Ar3","para Ar4","para Ar5","para Ar6","para Ar7","para Ar8","para Ar9","para Ar10","para Ar11","para Im","TOTAL","RESERVADO","DISPONIBLE","DImp","RESERVADO","DISPONIBLE","INDICE","CLAVE","COLOR",null,"OFERTA","DEMANDA","Indice"]
[]
[null,null,null,null,null,null,null,null,null,null,null,null,null,null,null,null,null,null,null,null,{"$f":"IF(U158=0,\"\",U158/(SUM($U158:$AG158)))","v":1},"","","","","","","","","","","","",{"$f":"SUM(U157:AG157)","v":1},null,null,null,null,null,{"$f":"IF(U157=0,\"\",U157)","v":1},"","","","","","","","","","","","",{"$f":"SUM(AN157:AZ157)","v":1}]
["A",{"$f":"A158","v":"A"},{"$f":"A158","v":"A"},"B",null,null,null,{"$f":"C31","v":356.48399999999998},null,{"$f":"J31","v":0},{"$f":"I31","v":3.9193374050000003},{"$f":"SUM(H158:K158)","v":360.403337405},{"$f":"H31","v":11.9932649},0,{"$f":"K31","v":0},{"$f":"SUM(M158:O158)","v":11.9932649},{"$f":"+P158","v":11.9932649},0,{"$f":"L158-Q158-R158","v":348.41007250500002},{"$f":"IF(S158<0,0,S158)","v":348.41007250500002},{"$f":"K158+H158","v":360.403337405},null,null,null,null,null,null,null,null,null,null,null,{"$f":"J158","v":0},{"$f":"SUM(U158:AG158)","v":360.403337405},{"$f":"+Q158","v":11.9932649},{"$f":"(AI160+R160+AJ160)*V159","v":151.6510899807738},{"$f":"AI158+R158+AJ158","v":163.64435488077379},{"$f":"IF(AG158>0,(AI158+R158+AJ158)*AG157,\"\")","v":""},{"$f":"SUM(AI158:AK158)","v":327.28870976154758},{"$f":"IF(AN157=\"\",\"\",$AM158*AN157)","v":327.28870976154758},"","","","","","","","","","","","",{"$f":"SUM(AN158:AZ158)","v":327.28870976154758},{"$f":"+U158","v":360.403337405},{"$f":"IF(D158=\"MAR\",IF((BB158-AJ158)<0,0,BB158-AJ158),IF(D158=\"Cerrada\",IF((BB158-AJ158)<0,0,BB158-AJ158),IF((BB158-AK158)<0,0,BB158-AK158)))","v":196.75898252422621},{"$f":"IF(AG158=0,\"\",IF(AG158-AL158<0,0,AG158-AL158))","v":""},{"$f":"IF(D158=\"MAR\",0,IF(D158=\"Cerrada\",0,AJ158))","v":151.6510899807738},{"$f":"IF(T158-BE158<0,0,T158-BE158)","v":196.75898252422621},{"$f":"IF(D158=\"MAR\",IF(AI158+R158+AJ158=0,\"Infinito\",(I158+U158+AG158)/(AI158+R158)),IF(D158=\"Cerrada\",IF(AI158+R158+AJ158=0,\"Infinito\",(I158+U158+AG158)/(AI158+R158)),IF(AI158+R158+AJ158=0,\"Infinito\",(I158+U158+AG158)/(AI158+R158+AJ158))))","v":2.2023572867367083},{"$f":"IF(BG158<1.4,\"1\", IF(BG158<3,\"2\", IF(BG158<9,\"3\", \"4\")))","v":"2"},{"$f":"IF(BG158<1.4,\"ROJO\", IF(BG158<3,\"AMARILLO\", IF(BG158<9,\"VERDE\", \"AZUL\")))","v":"AMARILLO"},{"$f":"IF(BG158<1.4,\"Déficit\", IF(BG158<3,\"Equilibrio\", IF(BG158<9,\"Disponibilidad\", \"Abundante\")))","v":"Equilibrio"},{"$f":"I158+U158+AG158","v":360.403337405},{"$f":"IF(D158=\"MAR\",AI158+R158,IF(D158=\"Cerrada\",AI158+R158,AI158+R158+AJ158))","v":163.64435488077379},{"$f":"BK158/BL158","v":2.2023572867367083},{"$f":"SUM(BC158:BD158)","v":196.75898252422621}]
[null,null,null,null,null,null,null,null,null,null,null,null,null,null,null,null,null,null,null,null,{"$f":"IF(U160=0,\"\",U160/(SUM($U160:$AG160)))","v":1.9285735247362962E-2},0.98071426475263701,"","","","","","","","","","","",{"$f":"SUM(U159:AG159)","v":1},null,null,null,null,null,{"$f":"IF(U159=0,\"\",U159)","v":1.9285735247362962E-2},0.98071426475263701,"","","","","","","","","","","",{"$f":"SUM(AN159:AZ159)","v":1}]
["B",{"$f":"A160","v":"B"},{"$f":"A160","v":"B"},"MAR",null,null,null,{"$f":"C32","v":6.8490000000000002},{"$f":"T158","v":348.41007250500002},{"$f":"J32","v":0},{"$f":"I32","v":2.4802500000000172E-3},{"$f":"SUM(H160:K160)","v":355.26155275500003},{"$f":"H32","v":0.39130700000000002},0,{"$f":"K32","v":0},{"$f":"SUM(M160:O160)","v":0.39130700000000002},{"$f":"+P160","v":0.39130700000000002},0,{"$f":"L160-Q160-R160","v":354.87024575500004},{"$f":"IF(S160<0,0,S160)","v":354.87024575500004},{"$f":"K160+H160","v":6.8514802499999998},{"$f":"T158","v":348.41007250500002},null,null,null,null,null,null,null,null,null,null,{"$f":"J160","v":0},{"$f":"SUM(U160:AG160)","v":355.26155275500003},{"$f":"+Q160","v":0.39130700000000002},154.24199999999999,{"$f":"(AI160+R160+AJ160)*U159","v":2.9822170192261979},{"$f":"IF(AG160>0,(AI160+R160+AJ160)*AG159,\"\")","v":""},{"$f":"SUM(AI160:AK160)","v":157.6155240192262},{"$f":"IF(AN159=\"\",\"\",$AM160*AN159)","v":3.0397312671091741},154.57579275211702,"","","","","","","","","","","",{"$f":"SUM(AN160:AZ160)","v":157.6155240192262},{"$f":"+U160","v":6.8514802499999998},{"$f":"IF(D160=\"MAR\",IF((BB160-AJ160)<0,0,BB160-AJ160),IF(D160=\"Cerrada\",IF((BB160-AJ160)<0,0,BB160-AJ160),IF((BB160-AK160)<0,0,BB160-AK160)))","v":0},{"$f":"IF(AG160=0,\"\",IF(AG160-AL160<0,0,AG160-AL160))","v":""},{"$f":"AJ160","v":154.24199999999999},{"$f":"IF(T160-BE160<0,0,T160-BE160)","v":200.62824575500005},{"$f":"IF(D160=\"MAR\",IF(AI160+R160+AJ160=0,\"Infinito\",(I160+U160+AG160)/(AI160+R160)),IF(D160=\"Cerrada\",IF(AI160+R160+AJ160=0,\"Infinito\",(I160+U160+AG160)/(AI160+R160)),IF(AI160+R160+AJ160=0,\"Infinito\",(I160+U160+AG160)/(AI160+R160+AJ160))))","v":907.88448137907073},{"$f":"IF(BG160<1.4,\"1\", IF(BG160<3,\"2\", IF(BG160<9,\"3\", \"4\")))","v":"4"},{"$f":"IF(BG160<1.4,\"ROJO\", IF(BG160<3,\"AMARILLO\", IF(BG160<9,\"VERDE\", \"AZUL\")))","v":"AZUL"},{"$f":"IF(BG160<1.4,\"Déficit\", IF(BG160<3,\"Equilibrio\", IF(BG160<9,\"Disponibilidad\", \"Abundante\")))","v":"Abundante"},{"$f":"IF(I160+U160+AG160<=0,0,I160+U160+AG160)","v":355.26155275500003},{"$f":"IF(D160=\"MAR\",AI160+R160,IF(D160=\"Cerrada\",AI160+R160,AI160+R160+AJ160))","v":0.39130700000000002},{"$f":"BK160/BL160","v":907.88448137907073},{"$f":"BB160-AK160","v":3.869263230773802}]
[]
[null,null,null,null,null,null,null,null,null,null,null,null,null,null,null,null,null,null,null,null,null,null,null,null,null,null,null,null,null,null,null,null,null,null,null,139.565,null,"Comprobación  ",null,null,null,null,null,null,null,null,null,null,null,null,null,null,null,"SDxx   ",null,null,"Ab   "]
[null,null,null,null,null,null,null,null,null,null,null,null,null,null,null,null,null,null,null,null,null,null,null,null,null,null,null,null,null,null,null,null,null,null,null,null,null,null,null,null,null,null,null,null,null,null,null,null,null,null,null,null,null,{"$f":"SUM(BC158:BD160)","v":196.75898252422621},"Mm3",null,{"$f":"T160","v":354.87024575500004},"Mm3"]
[]
["No LINEA","CUENCA O REGION","CONEXION",null,null,null,null,"OFERTA  POTENCIAL",null,null,null,null,"DEMANDA CONSUNTIVA",null,null,null,null,null,null,null,"OFERTA REAL",null,null,null,null,null,null,null,null,null,null,null,null,null,"EXTRACC Y VOLS RESERV PARA A ABAJO",null,null,null,null,null,null,null,null,null,null,null,null,null,null,null,null,null,null,"POR CUENCA PROPIA",null,null,"A LA SAL. DEL C PRINCIPAL",null,"DISPONIBILIDAD RELATIVA",null,null,null,"OFERTA - DEMANDA"]
[null,"HIDROLOGICA","DE ","HACIA",null,null,null,"Cp","Cp A Arriba","Im","R","TOTAL","Uc","Ev","Ex","TOTAL","TOTAL ACUM.","Dv","Ab","Ab","Cp","Ar1","Ar2","Ar3","Ar4","Ar5","Ar6","Ar7","Ar8","Ar9","Ar10","Ar11","Im","TOTAL","Uc","Re1","Re2","RImp","TOTAL","para Cp","para Ar1","para Ar2","para Ar3","para Ar4","para Ar5","para Ar6","para Ar7","para Ar8","para Ar9","para Ar10","para Ar11","para Im","TOTAL","RESERVADO","DISPONIBLE","DImp","RESERVADO","DISPONIBLE","INDICE","CLAVE","COLOR",null,"OFERTA","DEMANDA","Indice"]
[]
[null,null,null,null,null,null,null,null,null,null,null,null,null,null,null,null,null,null,null,null,{"$f":"IF(U169=0,\"\",U169/(SUM($U169:$AG169)))","v":1},"","","","","","","","","","","","",{"$f":"SUM(U168:AG168)","v":1},null,null,null,null,null,{"$f":"IF(U168=0,\"\",U168)","v":1},"","","","","","","","","","","","",{"$f":"SUM(AN168:AZ168)","v":1}]
["A",{"$f":"A169","v":"A"},{"$f":"A169","v":"A"},"B",null,null,null,{"$f":"C34","v":92.481999999999999},null,{"$f":"J34","v":0},{"$f":"I34","v":1.1784685350000002},{"$f":"SUM(H169:K169)","v":93.660468534999993},{"$f":"H34","v":3.3955226999999999},0,{"$f":"K34","v":0},{"$f":"SUM(M169:O169)","v":3.3955226999999999},{"$f":"+P169","v":3.3955226999999999},0,{"$f":"L169-Q169-R169","v":90.264945834999992},{"$f":"IF(S169<0,0,S169)","v":90.264945834999992},{"$f":"K169+H169","v":93.660468534999993},null,null,null,null,null,null,null,null,null,null,null,{"$f":"J169","v":0},{"$f":"SUM(U169:AG169)","v":93.660468534999993},{"$f":"+Q169","v":3.3955226999999999},{"$f":"(AI171+R171+AJ171)*V170","v":42.372905275531487},{"$f":"AI169+R169+AJ169","v":45.768427975531488},{"$f":"IF(AG169>0,(AI169+R169+AJ169)*AG168,\"\")","v":""},{"$f":"SUM(AI169:AK169)","v":91.536855951062975},{"$f":"IF(AN168=\"\",\"\",$AM169*AN168)","v":91.536855951062975},"","","","","","","","","","","","",{"$f":"SUM(AN169:AZ169)","v":91.536855951062975},{"$f":"+U169","v":93.660468534999993},{"$f":"IF(D169=\"MAR\",IF((BB169-AJ169)<0,0,BB169-AJ169),IF(D169=\"Cerrada\",IF((BB169-AJ169)<0,0,BB169-AJ169),IF((BB169-AK169)<0,0,BB169-AK169)))","v":47.892040559468505},{"$f":"IF(AG169=0,\"\",IF(AG169-AL169<0,0,AG169-AL169))","v":""},{"$f":"IF(D169=\"MAR\",0,IF(D169=\"Cerrada\",0,AJ169))","v":42.372905275531487},{"$f":"IF(T169-BE169<0,0,T169-BE169)","v":47.892040559468505},{"$f":"IF(D169=\"MAR\",IF(AI169+R169+AJ169=0,\"Infinito\",(I169+U169+AG169)/(AI169+R169)),IF(D169=\"Cerrada\",IF(AI169+R169+AJ169=0,\"Infinito\",(I169+U169+AG169)/(AI169+R169)),IF(AI169+R169+AJ169=0,\"Infinito\",(I169+U169+AG169)/(AI169+R169+AJ169))))","v":2.0463990719775724},{"$f":"IF(BG169<1.4,\"1\", IF(BG169<3,\"2\", IF(BG169<9,\"3\", \"4\")))","v":"2"},{"$f":"IF(BG169<1.4,\"ROJO\", IF(BG169<3,\"AMARILLO\", IF(BG169<9,\"VERDE\", \"AZUL\")))","v":"AMARILLO"},{"$f":"IF(BG169<1.4,\"Déficit\", IF(BG169<3,\"Equilibrio\", IF(BG169<9,\"Disponibilidad\", \"Abundante\")))","v":"Equilibrio"},{"$f":"I169+U169+AG169","v":93.660468534999993},{"$f":"IF(D169=\"MAR\",AI169+R169,IF(D169=\"Cerrada\",AI169+R169,AI169+R169+AJ169))","v":45.768427975531488},{"$f":"BK169/BL169","v":2.0463990719775724},{"$f":"SUM(BC169:BD169)","v":47.892040559468505}]
[null,null,null,null,null,null,null,null,null,null,null,null,null,null,null,null,null,null,null,null,{"$f":"IF(U171=0,\"\",U171/(SUM($U171:$AG171)))","v":0.53962863476845901},0.46037136523154099,"","","","","","","","","","","",{"$f":"SUM(U170:AG170)","v":1},null,null,null,null,null,{"$f":"IF(U170=0,\"\",U170)","v":0.53962863476845901},0.46037136523154099,"","","","","","","","","","","",{"$f":"SUM(AN170:AZ170)","v":1}]
["B",{"$f":"A171","v":"B"},{"$f":"A171","v":"B"},"MAR",null,null,null,{"$f":"C35","v":105.379},{"$f":"T169","v":90.264945834999992},{"$f":"J35","v":0},{"$f":"I35","v":0.42590701000000042},{"$f":"SUM(H171:K171)","v":196.06985284500001},{"$f":"H35","v":8.8907055600000007},0,{"$f":"K35","v":0},{"$f":"SUM(M171:O171)","v":8.8907055600000007},{"$f":"+P171","v":8.8907055600000007},0,{"$f":"L171-Q171-R171","v":187.179147285},{"$f":"IF(S171<0,0,S171)","v":187.179147285},{"$f":"K171+H171","v":105.80490701000001},{"$f":"T169","v":90.264945834999992},null,null,null,null,null,null,null,null,null,null,{"$f":"J171","v":0},{"$f":"SUM(U171:AG171)","v":196.06985284500001},{"$f":"+Q171","v":8.8907055600000007},83.15,{"$f":"(AI171+R171+AJ171)*U170","v":49.66780028446852},{"$f":"IF(AG171>0,(AI171+R171+AJ171)*AG170,\"\")","v":""},{"$f":"SUM(AI171:AK171)","v":141.70850584446853},{"$f":"IF(AN170=\"\",\"\",$AM171*AN170)","v":76.469967543928746},65.238538300539787,"","","","","","","","","","","",{"$f":"SUM(AN171:AZ171)","v":141.70850584446853},{"$f":"+U171","v":105.80490701000001},{"$f":"BB171-AK171","v":56.137106725531488},{"$f":"IF(AG171=0,\"\",IF(AG171-AL171<0,0,AG171-AL171))","v":""},{"$f":"AJ171","v":83.15},{"$f":"IF(T171-BE171<0,0,T171-BE171)","v":104.02914728499999},{"$f":"IF(D171=\"MAR\",IF(AI171+R171+AJ171=0,\"Infinito\",(I171+U171+AG171)/(AI171+R171)),IF(D171=\"Cerrada\",IF(AI171+R171+AJ171=0,\"Infinito\",(I171+U171+AG171)/(AI171+R171)),IF(AI171+R171+AJ171=0,\"Infinito\",(I171+U171+AG171)/(AI171+R171+AJ171))))","v":22.053351280367899},{"$f":"IF(BG171<1.4,\"1\", IF(BG171<3,\"2\", IF(BG171<9,\"3\", \"4\")))","v":"4"},{"$f":"IF(BG171<1.4,\"ROJO\", IF(BG171<3,\"AMARILLO\", IF(BG171<9,\"VERDE\", \"AZUL\")))","v":"AZUL"},{"$f":"IF(BG171<1.4,\"Déficit\", IF(BG171<3,\"Equilibrio\", IF(BG171<9,\"Disponibilidad\", \"Abundante\")))","v":"Abundante"},{"$f":"IF(I171+U171+AG171<=0,0,I171+U171+AG171)","v":196.06985284500001},{"$f":"IF(D171=\"MAR\",AI171+R171,IF(D171=\"Cerrada\",AI171+R171,AI171+R171+AJ171))","v":8.8907055600000007},{"$f":"BK171/BL171","v":22.053351280367899},{"$f":"BB171-AK171","v":56.137106725531488}]
[]
[null,null,null,null,null,null,null,null,null,null,null,null,null,null,null,null,null,null,null,null,null,null,null,null,null,null,null,null,null,null,null,null,null,null,null,613,null,"Comprobación  ",null,null,null,null,null,null,null,null,null,null,null,null,null,null,null,"SDxx   ",null,null,"Ab   "]
[null,null,null,null,null,null,null,null,null,null,null,null,null,null,null,null,null,null,null,null,null,null,null,null,null,null,null,null,null,null,null,null,null,null,null,null,null,null,null,null,null,null,null,null,null,null,null,null,null,null,null,null,null,{"$f":"SUM(BC169:BD171)","v":104.02914728499999},"Mm3",null,{"$f":"T171","v":187.179147285},"Mm3"]
[]
[]
[]
[]
[]
[]
[]
[]
[]
[null,null,null,null,null,null,null,null,null,null,null,null,null,null,null,null,null,null,null,null,null,null,null,null,null,null,null,null,null,null,null,null,null,null,null,259.25799999999998]
[]
[]
[]
[]
[]
[]
[]
[]
[]
[]
[null,null,null,null,null,null,null,null,null,null,null,null,null,null,null,null,null,null,null,null,null,null,null,null,null,null,null,null,null,null,null,null,null,null,null,154.24199999999999]
[]
[]
[]
[]
[]
[]
[]
[]
[]
[]
[null,null,null,null,null,null,null,null,null,null,null,null,null,null,null,null,null,null,null,null,null,null,null,null,null,null,null,null,null,null,null,null,null,null,null,83.15]
[]
[]
[]
[]
[]
[]
[]
[]
[]
[]
[]
[]
[]
[]
[]
[]
[]
[]
[]
[]
[]
[]
[]
[]
[]
[]
[]
[]
[]
[]
[]
[]
[]
[]
[]
[]
[]
[]
[]
[]
[]
[]
[]
[]
[]
[]
[]
[]
[]
[]
[]
[]
[]
[]
[]
[]
[]
[]
[]
[]
[]
[]
[]
[]
[]
[]
[]
[]
[]
[]
[]
[]
[]
[null,null,null,null,null,null,null,85.209206425735857,null,0.32133055999999999,0,0,0]
[null,null,null,null,null,null,null,227.62929806556735,null,4.4725615600000008,0,0,0]
[null,null,null,null,null,null,null,11.223963406363309,null,1.23,0,0,0]
[null,null,null,null,null,null,null,79.519314610526067,null,0.24866929999999998,0,0,0]
[null,null,null,null,null,null,null,237.07583793769973,null,0.33177730999999999,0,0,0]
[null,null,null,null,null,null,null,3.2219016722408718,null,1E-3,0,0,0]
[null,null,null,null,null,null,null,41.797413657428393,null,3.4144000000000001E-2,0,0,0]
[null,null,null,null,null,null,null,339.96308654865692,null,17.101035200000002,0,0,0]
[null,null,null,null,null,null,null,367.12251412986961,null,0.19972760000000001,0,0,0]
[null,null,null,null,null,null,null,18.516819513976134,null,1.33386,0,0,0]
[null,null,null,null,null,null,null,64.889592847568224,null,1.431481,0,0,0]
[null,null,null,null,null,null,null,403.08499122195235,null,25.380089999999999,0,0,0]
[null,null,null,null,null,null,null,12.664369172584051,null,1.2154999999999999E-2,0,0,0]
[null,null,null,null,null,null,null,37.842833222013262,null,6.0606800000000002E-2,0,0,0]
[null,null,null,null,null,null,null,397.17827733517476,null,23.811209000000002,0,0,0]
[null,null,null,null,null,null,null,2.6156480453440527,null,1.0297000000000001,0,0,0]
[null,null,null,null,null,null,null,53.815583440995205,null,4.3557999999999999E-2,0,0,0]
[null,null,null,null,null,null,null,1191.5672278849454,null,1.0111644927279999,0,0,0]
[null,null,null,null,null,null,null,48.864368953735081,null,34.662764000000003,0,0,0]
[null,null,null,null,null,null,null,40.810533720104544,null,0,0,0,0]
[null,null,null,null,null,null,null,742.4494095736477,null,31.831247000000001,0,0,0]
[null,null,null,null,null,null,null,23.180775923552108,null,1.8367999999999999E-2,0,0,0]
[null,null,null,null,null,null,null,124.77261912790513,null,0.25260500000000002,0,0,0]
[null,null,null,null,null,null,null,269.81366405234076,null,13.1623395,0,0,0]
[null,null,null,null,null,null,null,6.0658749927601141,null,1.3819E-2,0,0,0]
[null,null,null,null,null,null,null,77.877501742887034,null,14.2663765309492,0,0,0]
[null,null,null,null,null,null,null,106.40305303445908,null,1.0561290000000001,0,0,0]
[null,null,null,null,null,null,null,98.268150453994025,null,0.41474055999999998,0,0,0]

{"sheet":"RH-20","index":19,"n_rows":343,"n_cols":66,"rows_kept":343,"cut":false,"hidden":false,"merged":[[1,1,1,14],[2,1,2,14],[3,1,3,14],[4,0,4,16]]}
[]
[null,"GERENCIA DE AGUAS SUPERFICIALES E INGENIERÍA DE RÍOS"]
[null," REGION HIDROLOGICA No 20 "]
[null,"COSTA CHICA DE GUERRERO"]
[]
[]
["Cuenca","Nombre","Cp","Ar","Uc (a)","Uc (b)","Uc (c)","Uc","R","Im","Ex","Ev ","Av","Ab","Rxy","Ab - Rxy","D",null,"ECUACIONES"]
[1,"Río Papagayo 1",1497.873,{"$f":"$I$85","v":0},3.6041560000000001,0,1.3720000000000001,{"$f":"E8+F8+G8","v":4.9761560000000005},1.0435844999999999,0,0,0,0,{"$f":"C8+D8+I8+J8-H8-K8-L8-M8","v":1493.9404285000001},{"$f":"$BE$85","v":1460.7246973980855},{"$f":"N8-O8","v":33.215731101914571},{"$f":"$BF$85","v":33.215731101914571},null,null,null,null,null,null,null,1029000.0000000001,null,{"$f":"R8-(Y8/1000000)","v":-1.0290000000000001}]
[2,"Río Petaquillas",372.07065069999999,{"$f":"$I$87","v":0},255.23339077,0,31.359286100000002,{"$f":"E9+F9+G9","v":286.59267686999999},8.3913972610000016,0,0,0,0,93.869371091000005,{"$f":"$BE$87","v":91.815256964570551},2.0541141264294538,{"$f":"$BF$87","v":2.0541141264294538},null,"Ab = Cp + Ar + R + Im - (Uc(a) + Uc(b) + Uc(c) + Ev + Ex)",null,null,null,null,null,23532000,null,{"$f":"R9-(Y9/1000000)","v":-23.532}]
[3,"Río Omitlán",1337.9369999999999,{"$f":"$I$89","v":93.869371091000005},15.493885479999999,0,10.896870829999999,26.39075631,240.11685027350001,0,0,0,0,1645.5324650544999,{"$f":"$BE$89","v":1608.9462914454223},36.586173609077605,{"$f":"$BF$89","v":36.586173609077605},null,"D = Ab - Rxy",null,null,null,null,null,8236499.9999999991,null,-8.2364999999999995]
[4,"Río Papagayo 2",664.59299999999996,{"$f":"$I$91","v":3139.4728935544999},1750.1165926000001,0,3.7890000000000001,1753.9055926000001,0.83539470499999968,0,0,25,0,2025.9956956594997,{"$f":"$BE$91","v":1941.3988967181588},84.596798941340921,{"$f":"$BF$91","v":84.596798941340921},null,null,null,null,null,null,null,2841750,null,-2.8417500000000002]
[5,"Río Papagayo 3",707.96400000000006,{"$f":"$I$93","v":2025.9956956594997},4040.207868,0,0.61983899999999992,4040.8277069999999,1746.7385242,0,0,0,0,439.87051285949974,{"$f":"$BE$93","v":252.77597596864598},187.09453689085376,{"$f":"$BF$93","v":187.09453689085376},null,"SIMBOLOGIA",null,null,null,null,null,521250,null,-0.52124999999999999]
[6,"Río Papagayo 4",69.998999999999995,{"$f":"$I$95","v":439.87051285949974},4106.04065988,0,0,4106.04065988,8128.7757978100008,0,0,0,0,4532.6046507895007,{"$f":"$BE$95","v":858.24300000000005},3674.3616507895008,{"$f":"$BF$95","v":3674.3616507895008},null,null,null,null,null,null,null,null,null,0]
[7,"Río Cortés",267.214,0,3.1785169999999998,0,0,3.1785169999999998,0.84388775000000005,0,0,0,0,{"$f":"C14+D14+I14+J14-H14-K14-L14-M14","v":264.87937075000002},0,{"$f":"N14-O14","v":264.87937075000002},{"$f":"P14","v":264.87937075000002},null,"Cp.- Volumen medio anual de escurrimiento natural ",null,null,null,null,null,null,null,0]
[8,"Río Nexpa 1",565.06100000000004,0,317.76243599999998,0,9.6240000000000006,327.386436,273.3143407,0,0,14.1,0,496.88890470000001,{"$f":"$BE$106","v":228.84429385077644},268.04461084922355,268.04461084922355,null,"Ar.- Volumen medio anual de escurrimiento desde la cuenca aguas arriba",null,null,null,null,null,7218000,null,-7.218]
[9,"Río Nexpa 2",60.895000000000003,{"$f":"N15","v":496.88890470000001},0.169183,0,1.462,1.631183,0.12688725000000001,0,0,0,0,556.27960895000001,{"$f":"$BE$108","v":255.31700000000001},300.96260895,300.96260895,null,"Uc (a).- Volumen anual de extracción de agua superficial mediante títulos inscritos actualmente en el REPDA",null,null,null,null,null,1096500,null,-1.0965]
[10,"Río Copala",397.15300000000002,0,27.976593999999999,0,0,27.976593999999999,5.6869455000000002,0,0,0,0,374.86335150000002,0,374.86335150000002,374.86335150000002,null,"Uc (b).- Volumen anual de extracción de agua superficial de títulos en proceso de inscripción en el REPDA",null,null,null,null,null,null,null,0]
[11,"Río Marquelia 1",802.43700000000001,0,10.11616604,0,0,10.11616604,2.2474786799999995,0,0,0,0,794.56831263999993,{"$f":"$BE$117","v":0.16166865974949976},794.40664398025046,794.40664398025046,null,"Uc (c).- Volumen anual correspondiente a las reservas y las zonas reglamentadas",null,null,null,null,null,null,null,0]
[12,"Río Marquelia 2",29.082999999999998,{"$f":"N18","v":794.56831263999993},0.16759299999999999,0,0,0.16759299999999999,3.3917550000000005E-2,0,0,0,0,823.51763718999985,{"$f":"$BE$119","v":0},823.51763718999985,823.51763718999985,null,"R.- Volumen anual de retornos",null,null,null,null,null,null,null,0]
[13,"Río Quetzala",3100.4119999999998,0,5.8517020000000004,0,4.2004539999999997,10.052156,2.6071847000000004,0,0,0,0,{"$f":"C20+D20+I20+J20-H20-K20-L20-M20","v":3092.9670286999994},{"$f":"$BE$129","v":1669.4453154553478},{"$f":"N20-O20","v":1423.5217132446517},1423.5217132446517,null,"Im.- Volumen anual de importaciones",null,null,null,null,null,3245250,null,-3.24525]
[14,"Río Infiernillo",306.46499999999997,0,2.2901902299999999,0,1.3740000000000001,3.66419023,0.66532767250000013,0,0,0,0,303.46613744249998,{"$f":"$BE$131","v":165.5014266489753},137.96471079352469,137.96471079352469,null,"Ex.- Volumen anual de exportaciones",null,null,null,null,null,1030500,null,-1.0305]
[15,"Río Sta Catarina",306.20499999999998,0,11.8350908,0,0.249,12.0840908,2.9846174470000011,0,0,0,0,297.10552664699998,{"$f":"$BE$133","v":162.0325382587061},135.07298838829388,135.07298838829388,null,"Ev.- Volumen medio anual de evaporación en embalses",null,null,null,null,null,186750,null,-0.18675]
[16,"R Ometepec 1",597.43100000000004,{"$f":"N21+N22","v":600.57166408950002},9.5112697599999994,0,5.1354670000000002,14.64673676,2.5384773199999997,0,0,0,0,{"$f":"C23+D23+I23+J23-H23-K23-L23-M23","v":1185.8944046495001},{"$f":"$BE$135","v":640.09277825988909},545.80162638961099,545.80162638961099,null,"Ab.- Volumen medio anual de escurrimiento de la cuenca hacia aguas abajo ",null,null,null,null,null,4008000,null,-4.008]
[17,"Río Ometepec 2",43.290999999999997,0,1.55313E-2,0,0,1.55313E-2,1.1648474999999998E-2,0,0,0,0,43.287117174999999,{"$f":"$BE$137","v":23.364450482921661},19.922666692078337,19.922666692078337,null,"Rxy.- Volumen anual actual comprometido aguas abajo y volumenes decretados para reservas medio ambiente",null,null,null,null,null,null,null,0]
[18,"Río Ometepec 3",16.716999999999999,0,0.15,0,0,0.15,0.03,0,0,0,0,16.597000000000001,{"$f":"$BE$139","v":8.9583185476950362},7.6386814523049651,7.6386814523049651,null,"D.- Disponibilidad media anual de agua superficial en la cuenca hidrológica ",null,null,null,null,null,null,null,0]
[19,"Río Cortijos 1",132.87700000000001,0,5.5709265500000003,0,1.9006000000000001,7.4715265500000001,1.5277984124999997,0,0,0,0,126.93327186250002,{"$f":"$BE$141","v":71.153445429179598},55.779826433320423,55.779826433320423,null,null,null,null,null,null,null,1524000,null,-1.524]
[20,"Río Cortijos 2",28.207000000000001,0,0.260218,0,0.27500000000000002,0.53521799999999997,8.6063499999999987E-2,0,0,0,0,27.757845500000002,{"$f":"$BE$143","v":15.559878950850111},12.197966549149891,12.197966549149891,null,null,null,null,null,null,null,206250.00000000003,null,-0.20625000000000002]
[21,"Río Cortijos 3",114.938,{"$f":"N26+N27","v":154.69111736250002},4.7509136500000002,0,0.88500000000000001,5.63591365,1.1815927225000005,0,0,0,0,265.17479643500002,{"$f":"$BE$145","v":146.16916313509714},119.00563329990288,119.00563329990288,null,null,null,null,null,null,null,663750.00000000012,null,-0.66375000000000006]
[22,"Río Cortijos 4",19.556999999999999,{"$f":"N28","v":265.17479643500002},7.0476447999999996,0,7.9000000000000001E-2,7.1266447999999993,1.4095289600000003,0,0,0,0,279.01468059500002,{"$f":"$BE$147","v":150.59964983149933},128.41503076350068,128.41503076350068,null,null,null,null,null,null,null,59250,null,-5.9249999999999997E-2]
[23,"Río Ometepec 4",448.959,{"$f":"N20+N23+N24+N25+N29","v":4617.7602311194996},0.54160266000000001,0,10.800253700000001,11.341856360000001,0.3711840439999996,0,0,0,0,{"$f":"C30+D30+I30+J30-H30-K30-L30-M30","v":5055.7485588034997},{"$f":"$BE$149","v":2723.6469999999999},{"$f":"N30-O30","v":2332.1015588034998},2332.1015588034998,null,null,null,null,null,null,null,8124000.0000000009,null,-8.1240000000000006]
[24,"Río La Arena 1",245.83099999999999,0,4.2048802299999997,1.0383884999999999,6.9269999999999996,12.17026873,2.1223155545000001,0,0,0,0,235.78304682449999,{"$f":"$BE$159","v":101.12105922082281},134.66198760367718,134.66198760367718,null,null,null,null,null,null,null,5195250,null,-5.1952499999999997]
[25,"Río La Arena 2",138.80600000000001,{"$f":"N31","v":235.78304682449999},1.2340304,0,0.57699999999999996,1.8110303999999999,0.37255863,0,0,0,0,373.1505750545,{"$f":"$BE$161","v":159},214.1505750545,214.1505750545,null,null,null,null,null,null,null,432749.99999999994,null,-0.43274999999999997]
[26,"Laguna de Corralero",173.369,0,0.4921335,0,0,0.4921335,0.10310667500000001,0,0,0,0,172.979973175,0,172.979973175,172.979973175,null,null,null,null,null,null,null,null,null,0]
[27,"Río La Arena 3",62.116,0,0,0,2.9000000000000001E-2,2.9000000000000001E-2,0,0,0,0,0,62.086999999999996,33.183999999999997,28.902999999999999,28.902999999999999,null,null,null,null,null,null,null,21750.000000000004,null,-2.1750000000000002E-2]
[28,"Río Atoyac-Salado",137.62,0,12.77614574,1.4782500000000001E-2,41.213000000000001,54.00392824,4.1571646904999966,0,0,0,0,87.773236450500008,{"$f":"$BE$170","v":55.887938601943382},31.885297848556625,31.885297848556625,null,null,null,null,null,null,null,30909750.000000004,null,-30.909750000000003]
[29,"Río Atoyac-Tlapacoyan",268.02,{"$f":"N35","v":87.773236450500008},35.066849150000003,0.20605443000000001,18.31773175,53.590635330000005,10.83494606549999,0,0,0,0,313.03754718599998,{"$f":"$BE$172","v":179.85288552902347},133.18466165697652,133.18466165697652,null,null,null,null,null,null,null,13759500,null,-13.759499999999999]
[30,"Río Sordo-Yolotepec",3325.357,0,71.641982839999798,1.32584989,11.31808146,84.285914189999801,20.316657811000006,0,0,0,0,3261.387743621,{"$f":"$BE$174","v":1873.8007686046074},1387.5869750163927,1387.5869750163927,null,null,null,null,null,null,null,8510250,null,-8.5102499999999992]
[31,"Río Atoyac-Paso de la Reina",1811.0060000000001,{"$f":"N36+N37","v":3574.4252908070002},66.343949670000001,1.3868572400000001,0,67.730806909999998,36.689180399000008,0,0,0,0,5354.3896642960008,{"$f":"$BE$176","v":3047.4993665904167},2306.8902977055841,2306.8902977055841,null,null,null,null,null,null,null,null,null,{"$f":"R38-(Y38/1000000)","v":0}]
[32,"Río Verde",463.51,{"$f":"N38","v":5354.3896642960008},30.207046810000001,6.0000000000000001E-3,3.64,33.853046810000002,7.2787494929999976,0,11.6,0,0,5779.7253669790007,{"$f":"$BE$178","v":3270},2509.7253669790007,{"$f":"P39","v":2509.7253669790007},null,null,null,null,null,null,null,2730000,null,{"$f":"R39-(Y39/1000000)","v":-2.73}]
[null,"Totales",{"$f":"SUM(C8:C39)","v":18512.973650700002},null,{"$f":"SUM(E8:E39)","v":10799.859149859994},3.9779325599999997,166.04358384,10969.880666259998,10503.443108751502,0,11.6,39.1,0,null,null,null,{"$f":"Q13+Q14+Q16+Q17+Q19+Q30+Q32+Q33+Q34+Q39","v":10696.445093191502}]
["* Valores  en millones de metros cúbicos"]
[]
[]
[]
[]
[]
[]
[]
[]
[]
[]
[]
[]
[]
[]
[]
[]
[]
[]
[]
[]
[]
[]
[]
[]
[]
[]
[]
[]
[]
[]
[]
[]
[]
[]
[]
[]
[]
[]
[]
["No LINEA","CUENCA O REGION","CONEXION",null,null,null,null,"OFERTA  POTENCIAL",null,null,null,null,"DEMANDA CONSUNTIVA",null,null,null,null,null,null,null,"OFERTA REAL",null,null,null,null,null,null,null,null,null,null,null,null,null,"EXTRACC Y VOLS RESERV PARA A ABAJO",null,null,null,null,null,null,null,null,null,null,null,null,null,null,null,null,null,null,"POR CUENCA PROPIA",null,null,"A LA SAL. DEL C PRINCIPAL",null,"DISPONIBILIDAD RELATIVA",null,null,null,"OFERTA - DEMANDA"]
[null,"HIDROLOGICA","DE ","HACIA",null,null,null,"Cp","Cp A Arriba","Im","R","TOTAL","Uc","Ev","Ex","TOTAL","TOTAL ACUM.","Dv","Ab","Ab","Cp","Ar1","Ar2","Ar3","Ar4","Ar5","Ar6","Ar7","Ar8","Ar9","Ar10","Ar11","Im","TOTAL","Uc","Re1","Re2","RImp","TOTAL","para Cp","para Ar1","para Ar2","para Ar3","para Ar4","para Ar5","para Ar6","para Ar7","para Ar8","para Ar9","para Ar10","para Ar11","para Im","TOTAL","RESERVADO","DISPONIBLE","DImp","RESERVADO","DISPONIBLE","INDICE","CLAVE","COLOR",null,"OFERTA","DEMANDA","Indice","Disponibilidad Hídrica"]
["Cuenca Río Papagallo"]
[null,null,null,null,null,null,null,null,null,null,null,null,null,null,null,null,null,null,null,null,{"$f":"IF(U85=0,\"\",U85/(SUM($U85:$AG85)))","v":1},{"$f":"IF(V85=0,\"\",V85/(SUM($U85:$AG85)))","v":""},"","","","","","","","","","","",{"$f":"SUM(U84:AG84)","v":1},null,null,null,null,null,{"$f":"IF(U84=0,\"\",U84)","v":1},{"$f":"IF(V84=0,\"\",V84)","v":""},{"$f":"IF(W84=0,\"\",W84)","v":""},{"$f":"IF(X84=0,\"\",X84)","v":""},{"$f":"IF(Y84=0,\"\",Y84)","v":""},"","","","","","",{"$f":"IF(AF84=0,\"\",AF84)","v":""},{"$f":"IF(AG84=0,\"\",AG84)","v":""},{"$f":"SUM(AN84:AZ84)","v":1}]
["A",{"$f":"A85","v":"A"},{"$f":"A85","v":"A"},"D",null,null,null,{"$f":"C8","v":1497.873},null,{"$f":"J8","v":0},{"$f":"I8","v":1.0435844999999999},{"$f":"SUM(H85:K85)","v":1498.9165845},{"$f":"H8","v":4.9761560000000005},{"$f":"L8","v":0},{"$f":"K8","v":0},{"$f":"SUM(M85:O85)","v":4.9761560000000005},{"$f":"+P85","v":4.9761560000000005},{"$f":"M8","v":0},{"$f":"L85-Q85-R85","v":1493.9404285000001},{"$f":"IF(S85<0,0,S85)","v":1493.9404285000001},{"$f":"K85+H85","v":1498.9165845},null,null,null,null,null,null,null,null,null,null,null,{"$f":"J85","v":0},{"$f":"SUM(U85:AG85)","v":1498.9165845},{"$f":"+Q85","v":4.9761560000000005},{"$f":"(AJ91+AI91+R91)*W90","v":1460.7246973980855},{"$f":"AI85+R85+AJ85","v":1465.7008533980854},{"$f":"IF(AG85>0,(AI85+R85+AJ85)*AG84,\"\")","v":""},{"$f":"SUM(AI85:AK85)","v":2931.4017067961709},{"$f":"IF(AN84=\"\",\"\",$AM85*AN84)","v":2931.4017067961709},"","","","","","","","","","","","",{"$f":"SUM(AN85:AZ85)","v":2931.4017067961709},{"$f":"+U85","v":1498.9165845},{"$f":"IF(D85=\"MAR\",IF((BB85-AJ85)<0,0,BB85-AJ85),IF(D85=\"Cerrada\",IF((BB85-AJ85)<0,0,BB85-AJ85),IF((BB85-AK85)<0,0,BB85-AK85)))","v":33.215731101914571},{"$f":"IF(AG85=0,\"\",IF(AG85-AL85<0,0,AG85-AL85))","v":""},{"$f":"IF(D85=\"MAR\",0,IF(D85=\"Cerrada\",0,AJ85))","v":1460.7246973980855},{"$f":"IF(T85-BE85<0,0,T85-BE85)","v":33.215731101914571},{"$f":"IF(D85=\"MAR\",IF(AI85+R85+AJ85=0,\"Infinito\",(I85+U85+AG85)/(AI85+R85)),IF(D85=\"Cerrada\",IF(AI85+R85+AJ85=0,\"Infinito\",(I85+U85+AG85)/(AI85+R85)),IF(AI85+R85+AJ85=0,\"Infinito\",(I85+U85+AG85)/(AI85+R85+AJ85))))","v":1.0226620125279364},{"$f":"IF(BG85<1.4,\"1\", IF(BG85<3,\"2\", IF(BG85<9,\"3\", \"4\")))","v":"1"},{"$f":"IF(BG85<1.4,\"ROJO\", IF(BG85<3,\"AMARILLO\", IF(BG85<9,\"VERDE\", \"AZUL\")))","v":"ROJO"},{"$f":"IF(BG85<1.4,\"Déficit\", IF(BG85<3,\"Equilibrio\", IF(BG85<9,\"Disponibilidad\", \"Abundante\")))","v":"Déficit"},{"$f":"I85+U85+AG85","v":1498.9165845},{"$f":"IF(D85=\"MAR\",AI85+R85,IF(D85=\"Cerrada\",AI85+R85,AI85+R85+AJ85))","v":1465.7008533980854},{"$f":"BK85/BL85","v":1.0226620125279364},{"$f":"SUM(BC85:BD85)","v":33.215731101914571}]
[null,null,null,null,null,null,null,null,null,null,null,null,null,null,null,null,null,null,null,null,{"$f":"IF(U87=0,\"\",U87/(SUM($U87:$AG87)))","v":1},null,"","","","","","","","","","","",1,null,null,null,null,null,{"$f":"IF(U86=0,\"\",U86)","v":1},null,{"$f":"IF(W86=0,\"\",W86)","v":""},"","","","","","","","","","",1]
["B",{"$f":"A87","v":"B"},{"$f":"A87","v":"B"},"C",null,null,null,{"$f":"C9","v":372.07065069999999},null,{"$f":"J9","v":0},{"$f":"I9","v":8.3913972610000016},{"$f":"SUM(H87:K87)","v":380.462047961},{"$f":"H9","v":286.59267686999999},{"$f":"L9","v":0},{"$f":"K9","v":0},{"$f":"SUM(M87:O87)","v":286.59267686999999},{"$f":"+P87","v":286.59267686999999},{"$f":"M9","v":0},{"$f":"L87-Q87-R87","v":93.869371091000005},{"$f":"IF(S87<0,0,S87)","v":93.869371091000005},{"$f":"K87+H87","v":380.462047961},null,null,null,null,null,null,null,null,null,null,null,{"$f":"J87","v":0},380.462047961,{"$f":"+Q87","v":286.59267686999999},{"$f":"(AI89+AJ89+R89)*V88","v":91.815256964570551},{"$f":"AI87+R87+AJ87","v":378.40793383457054},{"$f":"IF(AG87>0,(AI87+R87+AJ87)*AG86,\"\")","v":""},{"$f":"SUM(AI87:AK87)","v":756.81586766914108},{"$f":"IF(AN86=\"\",\"\",$AM87*AN86)","v":756.81586766914108},null,"","","","","","","","","","","",756.81586766914108,{"$f":"+U87","v":380.462047961},{"$f":"IF(D87=\"MAR\",IF((BB87-AJ87)<0,0,BB87-AJ87),IF(D87=\"Cerrada\",IF((BB87-AJ87)<0,0,BB87-AJ87),IF((BB87-AK87)<0,0,BB87-AK87)))","v":2.0541141264294538},{"$f":"IF(AG87=0,\"\",IF(AG87-AL87<0,0,AG87-AL87))","v":""},{"$f":"IF(D87=\"MAR\",0,IF(D87=\"Cerrada\",0,AJ87))","v":91.815256964570551},{"$f":"IF(T87-BE87<0,0,T87-BE87)","v":2.0541141264294538},{"$f":"IF(D87=\"MAR\",IF(AI87+R87+AJ87=0,\"Infinito\",(I87+U87+AG87)/(AI87+R87)),IF(D87=\"Cerrada\",IF(AI87+R87+AJ87=0,\"Infinito\",(I87+U87+AG87)/(AI87+R87)),IF(AI87+R87+AJ87=0,\"Infinito\",(I87+U87+AG87)/(AI87+R87+AJ87))))","v":1.005428306181676},{"$f":"IF(BG87<1.4,\"1\", IF(BG87<3,\"2\", IF(BG87<9,\"3\", \"4\")))","v":"1"},{"$f":"IF(BG87<1.4,\"ROJO\", IF(BG87<3,\"AMARILLO\", IF(BG87<9,\"VERDE\", \"AZUL\")))","v":"ROJO"},{"$f":"IF(BG87<1.4,\"Déficit\", IF(BG87<3,\"Equilibrio\", IF(BG87<9,\"Disponibilidad\", \"Abundante\")))","v":"Déficit"},{"$f":"IF(I87+U87+AG87<=0,0,I87+U87+AG87)","v":380.462047961},{"$f":"IF(D87=\"MAR\",AI87+R87,IF(D87=\"Cerrada\",AI87+R87,AI87+R87+AJ87))","v":378.40793383457054},{"$f":"BK87/BL87","v":1.005428306181676},{"$f":"SUM(BC87:BD87)","v":2.0541141264294538}]
[null,null,null,null,null,null,null,null,null,null,null,null,null,null,null,null,null,null,null,null,0.9438554534732817,{"$f":"IF(V89=0,\"0\",V89/(SUM($U89:$AG89)))","v":5.6144546526718367E-2},"","","","","","","","","","","",1,null,null,null,null,null,{"$f":"IF(U88=0,\"\",U88)","v":0.9438554534732817},{"$f":"IF(V88=0,\"\",V88)","v":5.6144546526718367E-2},"","","","","","","","","","","",1]
["C",{"$f":"A89","v":"C"},{"$f":"A89","v":"C"},"D",null,null,null,{"$f":"C10","v":1337.9369999999999},{"$f":"T87","v":93.869371091000005},{"$f":"J10","v":0},{"$f":"I10","v":240.11685027350001},{"$f":"SUM(H89:K89)","v":1671.9232213644998},{"$f":"H10","v":26.39075631},{"$f":"L10","v":0},{"$f":"K10","v":0},{"$f":"SUM(M89:O89)","v":26.39075631},{"$f":"+P89","v":26.39075631},{"$f":"M10","v":0},{"$f":"L89-Q89-R89","v":1645.5324650544999},{"$f":"IF(S89<0,0,S89)","v":1645.5324650544999},{"$f":"K89+H89","v":1578.0538502734998},{"$f":"T87","v":93.869371091000005},null,null,null,null,null,null,null,null,null,null,{"$f":"J89","v":0},1671.9232213644998,{"$f":"+Q89","v":26.39075631},{"$f":"(AJ91+AI91+R91)*V90","v":1608.9462914454223},{"$f":"(AI89+R89+AJ89)*U88","v":1543.5217907908518},{"$f":"IF(AG89>0,(AI89+R89+AJ89)*AG88,\"\")","v":""},{"$f":"SUM(AI89:AK89)","v":3178.858838546274},{"$f":"IF(AN88=\"\",\"\",$AM89*AN88)","v":3000.3832505836431},178.47558796263118,"","","","","","","","","","","",3178.8588385462745,{"$f":"+U89","v":1578.0538502734998},{"$f":"IF(D89=\"MAR\",IF((BB89-AJ89)<0,0,BB89-AJ89),IF(D89=\"Cerrada\",IF((BB89-AJ89)<0,0,BB89-AJ89),IF((BB89-AK89)<0,0,BB89-AK89)))","v":34.532059482648037},{"$f":"IF(AG89=0,\"\",IF(AG89-AL89<0,0,AG89-AL89))","v":""},{"$f":"IF(D89=\"MAR\",0,IF(D89=\"Cerrada\",0,AJ89))","v":1608.9462914454223},{"$f":"IF(T89-BE89<0,0,T89-BE89)","v":36.586173609077605},{"$f":"IF(D89=\"MAR\",IF(AI89+R89+AJ89=0,\"Infinito\",(I89+U89+AG89)/(AI89+R89)),IF(D89=\"Cerrada\",IF(AI89+R89+AJ89=0,\"Infinito\",(I89+U89+AG89)/(AI89+R89)),IF(AI89+R89+AJ89=0,\"Infinito\",(I89+U89+AG89)/(AI89+R89+AJ89))))","v":1.022372252655374},{"$f":"IF(BG89<1.4,\"1\", IF(BG89<3,\"2\", IF(BG89<9,\"3\", \"4\")))","v":"1"},{"$f":"IF(BG89<1.4,\"ROJO\", IF(BG89<3,\"AMARILLO\", IF(BG89<9,\"VERDE\", \"AZUL\")))","v":"ROJO"},{"$f":"IF(BG89<1.4,\"Déficit\", IF(BG89<3,\"Equilibrio\", IF(BG89<9,\"Disponibilidad\", \"Abundante\")))","v":"Déficit"},{"$f":"IF(I89+U89+AG89<=0,0,I89+U89+AG89)","v":1671.9232213644998},{"$f":"IF(D89=\"MAR\",AI89+R89,IF(D89=\"Cerrada\",AI89+R89,AI89+R89+AJ89))","v":1635.3370477554222},{"$f":"BK89/BL89","v":1.022372252655374},{"$f":"SUM(BC89:BD89)","v":34.532059482648037}]
[null,null,null,null,null,null,null,null,null,null,null,null,null,null,null,null,null,null,null,null,0.17488716376381766,0.43247704484003219,{"$f":"IF(W91=0,\"\",W91/(SUM(U91:AG91)))","v":0.39263579139615018},null,"","","","","","","","","",1,null,null,null,null,null,{"$f":"IF(U90=0,\"\",U90)","v":0.17488716376381766},{"$f":"IF(V90=0,\"\",V90)","v":0.43247704484003219},{"$f":"IF(W90=0,\"\",W90)","v":0.39263579139615018},"","","","","","","","","","",1]
["D","D",{"$f":"A91","v":"D"},"E",null,null,null,{"$f":"C11","v":664.59299999999996},{"$f":"T89+T85","v":3139.4728935544999},{"$f":"J11","v":0},{"$f":"I11","v":0.83539470499999968},{"$f":"SUM(H91:K91)","v":3804.9012882594998},{"$f":"H11","v":1753.9055926000001},{"$f":"L11","v":25},{"$f":"K11","v":0},{"$f":"SUM(M91:O91)","v":1778.9055926000001},{"$f":"+P91","v":1778.9055926000001},{"$f":"M11","v":0},{"$f":"L91-Q91-R91","v":2025.9956956594997},{"$f":"IF(S91<0,0,S91)","v":2025.9956956594997},{"$f":"H91+K91","v":665.42839470499996},{"$f":"T89","v":1645.5324650544999},{"$f":"T85","v":1493.9404285000001},null,null,null,null,null,null,null,null,null,{"$f":"J91","v":0},3804.9012882594998,{"$f":"+Q91","v":1778.9055926000001},{"$f":"(AJ93+AI93+R93)*V92","v":1941.3988967181588},{"$f":"(AI91+R91+AJ91)*U90","v":650.63350047465087},{"$f":"IF(AG91>0,(AI91+R91+AJ91)*AG90,\"\")","v":""},{"$f":"SUM(AI91:AK91)","v":4370.9379897928093},{"$f":"IF(AN90=\"\",\"\",$AM91*AN90)","v":764.42094802238705},1890.3303450046249,{"$f":"IF(AP90=\"\",\"\",$AM91*AP90)","v":1716.1866967657975},"","","","","","","","","","",4370.9379897928093,{"$f":"+U91","v":665.42839470499996},{"$f":"IF(D91=\"MAR\",IF((BB91-AJ91)<0,0,BB91-AJ91),IF(D91=\"Cerrada\",IF((BB91-AJ91)<0,0,BB91-AJ91),IF((BB91-AK91)<0,0,BB91-AK91)))","v":14.794894230349087},{"$f":"IF(AG91=0,\"\",IF(AG91-AL91<0,0,AG91-AL91))","v":""},{"$f":"IF(D91=\"MAR\",0,IF(D91=\"Cerrada\",0,AJ91))","v":1941.3988967181588},{"$f":"IF(T91-BE91<0,0,T91-BE91)","v":84.596798941340921},{"$f":"IF(D91=\"MAR\",IF(AI91+R91+AJ91=0,\"Infinito\",(I91+U91+AG91)/(AI91+R91)),IF(D91=\"Cerrada\",IF(AI91+R91+AJ91=0,\"Infinito\",(I91+U91+AG91)/(AI91+R91)),IF(AI91+R91+AJ91=0,\"Infinito\",(I91+U91+AG91)/(AI91+R91+AJ91))))","v":1.0227392137348537},{"$f":"IF(BG91<1.4,\"1\", IF(BG91<3,\"2\", IF(BG91<9,\"3\", \"4\")))","v":"1"},{"$f":"IF(BG91<1.4,\"ROJO\", IF(BG91<3,\"AMARILLO\", IF(BG91<9,\"VERDE\", \"AZUL\")))","v":"ROJO"},{"$f":"IF(BG91<1.4,\"Déficit\", IF(BG91<3,\"Equilibrio\", IF(BG91<9,\"Disponibilidad\", \"Abundante\")))","v":"Déficit"},{"$f":"IF(I91+U91+AG91<=0,0,I91+U91+AG91)","v":3804.9012882594998},{"$f":"IF(D91=\"MAR\",AI91+R91,IF(D91=\"Cerrada\",AI91+R91,AI91+R91+AJ91))","v":3720.3044893181586},{"$f":"BK91/BL91","v":1.0227392137348537},{"$f":"SUM(BC91:BD91)","v":14.794894230349087}]
[null,null,null,null,null,null,null,null,null,null,null,null,null,null,null,null,null,null,null,null,0.54783928837701812,0.45216071162298194,"","","","","","","","","","","",1,null,null,null,null,null,{"$f":"IF(U92=0,\"\",U92)","v":0.54783928837701812},0.45216071162298194,"","","","","","","","","","","",1]
["E","E",{"$f":"A93","v":"E"},"F",null,null,null,{"$f":"C12","v":707.96400000000006},{"$f":"T91","v":2025.9956956594997},{"$f":"J12","v":0},{"$f":"I12","v":1746.7385242},{"$f":"SUM(H93:K93)","v":4480.6982198594997},{"$f":"H12","v":4040.8277069999999},{"$f":"L12","v":0},{"$f":"K12","v":0},{"$f":"SUM(M93:O93)","v":4040.8277069999999},{"$f":"+P93","v":4040.8277069999999},{"$f":"M12","v":0},{"$f":"L93-Q93-R93","v":439.87051285949974},{"$f":"IF(S93<0,0,S93)","v":439.87051285949974},{"$f":"K93+H93","v":2454.7025242},{"$f":"T91","v":2025.9956956594997},null,null,null,null,null,null,null,null,null,null,{"$f":"J93","v":0},4480.6982198594997,{"$f":"+Q93","v":4040.8277069999999},{"$f":"(AI95+AJ95)*V94","v":252.77597596864598},{"$f":"(AI93+R93+AJ93)*U92","v":2352.2047862504869},{"$f":"IF(AG93>0,(AI93+R93+AJ93)*AG92,\"\")","v":""},{"$f":"SUM(AI93:AK93)","v":6645.8084692191323},{"$f":"IF(AN92=\"\",\"\",$AM93*AN92)","v":3640.8349824669694},3004.9734867521634,"","","","","","","","","","","",6645.8084692191333,{"$f":"+U93","v":2454.7025242},{"$f":"IF(D93=\"MAR\",IF((BB93-AJ93)<0,0,BB93-AJ93),IF(D93=\"Cerrada\",IF((BB93-AJ93)<0,0,BB93-AJ93),IF((BB93-AK93)<0,0,BB93-AK93)))","v":102.49773794951307},{"$f":"IF(AG93=0,\"\",IF(AG93-AL93<0,0,AG93-AL93))","v":""},{"$f":"IF(D93=\"MAR\",0,IF(D93=\"Cerrada\",0,AJ93))","v":252.77597596864598},{"$f":"IF(T93-BE93<0,0,T93-BE93)","v":187.09453689085376},{"$f":"IF(D93=\"MAR\",IF(AI93+R93+AJ93=0,\"Infinito\",(I93+U93+AG93)/(AI93+R93)),IF(D93=\"Cerrada\",IF(AI93+R93+AJ93=0,\"Infinito\",(I93+U93+AG93)/(AI93+R93)),IF(AI93+R93+AJ93=0,\"Infinito\",(I93+U93+AG93)/(AI93+R93+AJ93))))","v":1.0435751761703109},{"$f":"IF(BG93<1.4,\"1\", IF(BG93<3,\"2\", IF(BG93<9,\"3\", \"4\")))","v":"1"},{"$f":"IF(BG93<1.4,\"ROJO\", IF(BG93<3,\"AMARILLO\", IF(BG93<9,\"VERDE\", \"AZUL\")))","v":"ROJO"},{"$f":"IF(BG93<1.4,\"Déficit\", IF(BG93<3,\"Equilibrio\", IF(BG93<9,\"Disponibilidad\", \"Abundante\")))","v":"Déficit"},{"$f":"IF(I93+U93+AG93<=0,0,I93+U93+AG93)","v":4480.6982198594997},{"$f":"IF(D93=\"MAR\",AI93+R93,IF(D93=\"Cerrada\",AI93+R93,AI93+R93+AJ93))","v":4293.6036829686454},{"$f":"BK93/BL93","v":1.0435751761703109},{"$f":"SUM(BC93:BD93)","v":102.49773794951307}]
[null,null,null,null,null,null,null,null,null,null,null,null,null,null,null,null,null,null,null,null,{"$f":"IF(U95=0,\"\",U95/(SUM($U95:$AG95)))","v":0.9490810772938878},5.0918922706112292E-2,"","","","","","","","","","","",1,null,null,null,null,null,{"$f":"IF(U94=0,\"\",U94)","v":0.9490810772938878},5.0918922706112292E-2,"","","","","","","","","","","",1]
["F","F",{"$f":"A95","v":"F"},"MAR",null,null,null,{"$f":"C13","v":69.998999999999995},{"$f":"T93","v":439.87051285949974},{"$f":"J13","v":0},{"$f":"I13","v":8128.7757978100008},{"$f":"SUM(H95:K95)","v":8638.6453106695008},{"$f":"H13","v":4106.04065988},{"$f":"L13","v":0},{"$f":"K13","v":0},{"$f":"SUM(M95:O95)","v":4106.04065988},{"$f":"+P95","v":4106.04065988},{"$f":"M13","v":0},{"$f":"L95-Q95-R95","v":4532.6046507895007},{"$f":"IF(S95<0,0,S95)","v":4532.6046507895007},{"$f":"K95+H95","v":8198.7747978100015},{"$f":"T93","v":439.87051285949974},null,null,null,null,null,null,null,null,null,null,{"$f":"J95","v":0},8638.6453106695008,{"$f":"+Q95","v":4106.04065988},858.24300000000005,{"$f":"(R95+AI95+AJ95)*U94","v":4711.5076839113544},{"$f":"IF(AG95>0,(AI95+R95+AJ95)*AG94,\"\")","v":""},{"$f":"SUM(AI95:AK95)","v":9675.7913437913558},{"$f":"IF(AN94=\"\",\"\",$AM95*AN94)","v":9183.1104722363743},492.68087155498245,"","","","","","","","","","","",9675.7913437913576,{"$f":"+U95","v":8198.7747978100015},{"$f":"IF(D95=\"MAR\",IF((BB95-AJ95)<0,0,BB95-AJ95),IF(D95=\"Cerrada\",IF((BB95-AJ95)<0,0,BB95-AJ95),IF((BB95-AK95)<0,0,BB95-AK95)))","v":7340.5317978100011},{"$f":"IF(AG95=0,\"\",IF(AG95-AL95<0,0,AG95-AL95))","v":""},{"$f":"AJ95","v":858.24300000000005},{"$f":"IF(T95-BE95<0,0,T95-BE95)","v":3674.3616507895008},{"$f":"IF(D95=\"MAR\",IF(AI95+R95+AJ95=0,\"Infinito\",(I95+U95+AG95)/(AI95+R95)),IF(D95=\"Cerrada\",IF(AI95+R95+AJ95=0,\"Infinito\",(I95+U95+AG95)/(AI95+R95)),IF(AI95+R95+AJ95=0,\"Infinito\",(I95+U95+AG95)/(AI95+R95+AJ95))))","v":2.103886937866311},{"$f":"IF(BG95<1.4,\"1\", IF(BG95<3,\"2\", IF(BG95<9,\"3\", \"4\")))","v":"2"},{"$f":"IF(BG95<1.4,\"ROJO\", IF(BG95<3,\"AMARILLO\", IF(BG95<9,\"VERDE\", \"AZUL\")))","v":"AMARILLO"},{"$f":"IF(BG95<1.4,\"Déficit\", IF(BG95<3,\"Equilibrio\", IF(BG95<9,\"Disponibilidad\", \"Abundante\")))","v":"Equilibrio"},{"$f":"IF(I95+U95+AG95<=0,0,I95+U95+AG95)","v":8638.6453106695008},{"$f":"IF(D95=\"MAR\",AI95+R95,IF(D95=\"Cerrada\",AI95+R95,AI95+R95+AJ95))","v":4106.04065988},{"$f":"BK95/BL95","v":2.103886937866311},{"$f":"BB95-AK95","v":3487.267113898647}]
[]
[]
[null,null,null,null,null,null,null,null,null,null,null,null,null,null,null,null,null,null,null,null,null,null,null,null,null,null,null,null,null,null,null,null,null,null,null,null,null,null,null,null,null,null,null,null,null,null,null,null,null,null,null,null,null,null,null,null,"Dxx =",{"$f":"SUM(BC85:BD95)","v":7527.6263347008553}]
[null,null,null,null,null,null,null,null,null,null,null,null,null,null,null,null,null,null,null,null,null,null,null,null,null,null,null,null,null,null,null,null,null,null,null,null,null,null,null,null,null,null,null,null,null,null,null,null,null,null,null,null,null,null,null,null,"Ab =",{"$f":"S95","v":4532.6046507895007}]
[]
[]
["No LINEA","CUENCA O REGION","CONEXION",null,null,null,null,"OFERTA  POTENCIAL",null,null,null,null,"DEMANDA CONSUNTIVA",null,null,null,null,null,null,null,"OFERTA REAL",null,null,null,null,null,null,null,null,null,null,null,null,null,"EXTRACC Y VOLS RESERV PARA A ABAJO",null,null,null,null,null,null,null,null,null,null,null,null,null,null,null,null,null,null,"POR CUENCA PROPIA",null,null,"A LA SAL. DEL C PRINCIPAL",null,"DISPONIBILIDAD RELATIVA",null,null,null,"OFERTA - DEMANDA"]
[null,"HIDROLOGICA","DE ","HACIA",null,null,null,"Cp","Cp A Arriba","Im","R","TOTAL","Uc","Ev","Ex","TOTAL","TOTAL ACUM.","Dv","Ab","Ab","Cp","Ar1","Ar2","Ar3","Ar4","Ar5","Ar6","Ar7","Ar8","Ar9","Ar10","Ar11","Im","TOTAL","Uc","Re1","Re2","RImp","TOTAL","para Cp","para Ar1","para Ar2","para Ar3","para Ar4","para Ar5","para Ar6","para Ar7","para Ar8","para Ar9","para Ar10","para Ar11","para Im","TOTAL","RESERVADO","DISPONIBLE","DImp","RESERVADO","DISPONIBLE","INDICE","CLAVE","COLOR",null,"OFERTA","DEMANDA","Indice"]
["Cuenca Río Nexpa"]
[null,null,null,null,null,null,null,null,null,null,null,null,null,null,null,null,null,null,null,null,{"$f":"IF(U106=0,\"\",U106/(SUM($U106:$AG106)))","v":1},{"$f":"IF(V106=0,\"\",V106/(SUM($U106:$AG106)))","v":""},"","","","","","","","","","","",{"$f":"SUM(U105:AG105)","v":1},null,null,null,null,null,{"$f":"IF(U105=0,\"\",U105)","v":1},{"$f":"IF(V105=0,\"\",V105)","v":""},{"$f":"IF(W105=0,\"\",W105)","v":""},{"$f":"IF(X105=0,\"\",X105)","v":""},{"$f":"IF(Y105=0,\"\",Y105)","v":""},"","","","","","",{"$f":"IF(AF105=0,\"\",AF105)","v":""},{"$f":"IF(AG105=0,\"\",AG105)","v":""},{"$f":"SUM(AN105:AZ105)","v":1}]
["A",{"$f":"A106","v":"A"},{"$f":"A106","v":"A"},"B",null,null,null,{"$f":"C15","v":565.06100000000004},null,{"$f":"J15","v":0},{"$f":"I15","v":273.3143407},{"$f":"SUM(H106:K106)","v":838.37534070000004},{"$f":"H15","v":327.386436},{"$f":"L15","v":14.1},{"$f":"K15","v":0},{"$f":"SUM(M106:O106)","v":341.48643600000003},{"$f":"+P106","v":341.48643600000003},{"$f":"M15","v":0},{"$f":"L106-Q106-R106","v":496.88890470000001},{"$f":"IF(S106<0,0,S106)","v":496.88890470000001},{"$f":"K106+H106","v":838.37534070000004},null,null,null,null,null,null,null,null,null,null,null,{"$f":"J106","v":0},{"$f":"SUM(U106:AG106)","v":838.37534070000004},{"$f":"+Q106","v":341.48643600000003},{"$f":"(AI108+R108+AJ108)*V107","v":228.84429385077644},{"$f":"AI106+R106+AJ106","v":570.33072985077649},{"$f":"IF(AG106>0,(AI106+R106+AJ106)*AG105,\"\")","v":""},{"$f":"SUM(AI106:AK106)","v":1140.661459701553},{"$f":"IF(AN105=\"\",\"\",$AM106*AN105)","v":1140.661459701553},"","","","","","","","","","","","",{"$f":"SUM(AN106:AZ106)","v":1140.661459701553},{"$f":"+U106","v":838.37534070000004},{"$f":"IF(D106=\"MAR\",IF((BB106-AJ106)<0,0,BB106-AJ106),IF(D106=\"Cerrada\",IF((BB106-AJ106)<0,0,BB106-AJ106),IF((BB106-AK106)<0,0,BB106-AK106)))","v":268.04461084922355},{"$f":"IF(AG106=0,\"\",IF(AG106-AL106<0,0,AG106-AL106))","v":""},{"$f":"IF(D106=\"MAR\",0,IF(D106=\"Cerrada\",0,AJ106))","v":228.84429385077644},{"$f":"IF(T106-BE106<0,0,T106-BE106)","v":268.04461084922355},{"$f":"IF(D106=\"MAR\",IF(AI106+R106+AJ106=0,\"Infinito\",(I106+U106+AG106)/(AI106+R106)),IF(D106=\"Cerrada\",IF(AI106+R106+AJ106=0,\"Infinito\",(I106+U106+AG106)/(AI106+R106)),IF(AI106+R106+AJ106=0,\"Infinito\",(I106+U106+AG106)/(AI106+R106+AJ106))))","v":1.4699810071944672},{"$f":"IF(BG106<1.4,\"1\", IF(BG106<3,\"2\", IF(BG106<9,\"3\", \"4\")))","v":"2"},{"$f":"IF(BG106<1.4,\"ROJO\", IF(BG106<3,\"AMARILLO\", IF(BG106<9,\"VERDE\", \"AZUL\")))","v":"AMARILLO"},{"$f":"IF(BG106<1.4,\"Déficit\", IF(BG106<3,\"Equilibrio\", IF(BG106<9,\"Disponibilidad\", \"Abundante\")))","v":"Equilibrio"},{"$f":"I106+U106+AG106","v":838.37534070000004},{"$f":"IF(D106=\"MAR\",AI106+R106,IF(D106=\"Cerrada\",AI106+R106,AI106+R106+AJ106))","v":570.33072985077649},{"$f":"BK106/BL106","v":1.4699810071944672},{"$f":"SUM(BC106:BD106)","v":268.04461084922355}]
[null,null,null,null,null,null,null,null,null,null,null,null,null,null,null,null,null,null,null,null,{"$f":"IF(U108=0,\"\",U108/(SUM($U108:$AG108)))","v":0.10937570688804456},{"$f":"IF(V108=0,\"\",V108/(SUM($U108:$AG108)))","v":0.89062429311195557},"","","","","","","","","","","",{"$f":"SUM(U107:AG107)","v":1.0000000000000002},null,null,null,null,null,{"$f":"IF(U107=0,\"\",U107)","v":0.10937570688804456},0.89062429311195557,"","","","","","","","","","","",{"$f":"SUM(AN107:AZ107)","v":1.0000000000000002}]
["B","B",{"$f":"A108","v":"B"},"MAR",null,null,null,{"$f":"C16","v":60.895000000000003},{"$f":"T106","v":496.88890470000001},{"$f":"J16","v":0},{"$f":"I16","v":0.12688725000000001},{"$f":"SUM(H108:K108)","v":557.91079194999998},{"$f":"H16","v":1.631183},{"$f":"L16","v":0},{"$f":"K16","v":0},{"$f":"SUM(M108:O108)","v":1.631183},{"$f":"+P108","v":1.631183},{"$f":"M16","v":0},{"$f":"L108-Q108-R108","v":556.27960895000001},{"$f":"IF(S108<0,0,S108)","v":556.27960895000001},{"$f":"K108+H108","v":61.021887250000006},{"$f":"T106","v":496.88890470000001},null,null,null,null,null,null,null,null,null,null,{"$f":"J108","v":0},{"$f":"SUM(U108:AG108)","v":557.91079194999998},{"$f":"+Q108","v":1.631183},255.31700000000001,{"$f":"(AI108+AJ108+R108)*U107","v":28.103889149223637},{"$f":"IF(AG108>0,(AI108+R108+AJ108)*AG107,\"\")","v":""},{"$f":"SUM(AI108:AK108)","v":285.05207214922365},{"$f":"IF(AN107=\"\",\"\",$AM108*AN107)","v":31.177771891223216},253.87430025800046,"","","","","","","","","","","",{"$f":"SUM(AN108:AZ108)","v":285.0520721492237},{"$f":"+U108","v":61.021887250000006},{"$f":"IF(D108=\"MAR\",IF((BB108-AJ108)<0,0,BB108-AJ108),IF(D108=\"Cerrada\",IF((BB108-AJ108)<0,0,BB108-AJ108),IF((BB108-AK108)<0,0,BB108-AK108)))","v":0},{"$f":"IF(AG108=0,\"\",IF(AG108-AL108<0,0,AG108-AL108))","v":""},{"$f":"AJ108","v":255.31700000000001},{"$f":"IF(T108-BE108<0,0,T108-BE108)","v":300.96260895},{"$f":"IF(D108=\"MAR\",IF(AI108+R108+AJ108=0,\"Infinito\",(I108+U108+AG108)/(AI108+R108)),IF(D108=\"Cerrada\",IF(AI108+R108+AJ108=0,\"Infinito\",(I108+U108+AG108)/(AI108+R108)),IF(AI108+R108+AJ108=0,\"Infinito\",(I108+U108+AG108)/(AI108+R108+AJ108))))","v":342.02832665004473},{"$f":"IF(BG108<1.4,\"1\", IF(BG108<3,\"2\", IF(BG108<9,\"3\", \"4\")))","v":"4"},{"$f":"IF(BG108<1.4,\"ROJO\", IF(BG108<3,\"AMARILLO\", IF(BG108<9,\"VERDE\", \"AZUL\")))","v":"AZUL"},{"$f":"IF(BG108<1.4,\"Déficit\", IF(BG108<3,\"Equilibrio\", IF(BG108<9,\"Disponibilidad\", \"Abundante\")))","v":"Abundante"},{"$f":"IF(I108+U108+AG108<=0,0,I108+U108+AG108)","v":557.91079194999998},{"$f":"IF(D108=\"MAR\",AI108+R108,IF(D108=\"Cerrada\",AI108+R108,AI108+R108+AJ108))","v":1.631183},{"$f":"BK108/BL108","v":342.02832665004473},{"$f":"BB108-AK108","v":32.917998100776373}]
[]
[]
[null,null,null,null,null,null,null,null,null,null,null,null,null,null,null,null,null,null,null,null,null,null,null,null,null,null,null,null,null,null,null,null,null,null,null,null,null,null,null,null,null,null,null,null,null,null,null,null,null,null,null,null,null,"Dxx=",{"$f":"SUM(BC106:BD108)","v":268.04461084922355}]
[null,null,null,null,null,null,null,null,null,null,null,null,null,null,null,null,null,null,null,null,null,null,null,null,null,null,null,null,null,null,null,null,null,null,null,null,null,null,null,null,null,null,null,null,null,null,null,null,null,null,null,null,null,"Ab=",{"$f":"T108","v":556.27960895000001}]
["No LINEA","CUENCA O REGION","CONEXION",null,null,null,null,"OFERTA  POTENCIAL",null,null,null,null,"DEMANDA CONSUNTIVA",null,null,null,null,null,null,null,"OFERTA REAL",null,null,null,null,null,null,null,null,null,null,null,null,null,"EXTRACC Y VOLS RESERV PARA A ABAJO",null,null,null,null,null,null,null,null,null,null,null,null,null,null,null,null,null,null,"POR CUENCA PROPIA",null,null,"A LA SAL. DEL C PRINCIPAL",null,"DISPONIBILIDAD RELATIVA",null,null,null,"OFERTA - DEMANDA"]
[null,"HIDROLOGICA","DE ","HACIA",null,null,null,"Cp","Cp A Arriba","Im","R","TOTAL","Uc","Ev","Ex","TOTAL","TOTAL ACUM.","Dv","Ab","Ab","Cp","Ar1","Ar2","Ar3","Ar4","Ar5","Ar6","Ar7","Ar8","Ar9","Ar10","Ar11","Im","TOTAL","Uc","Re1","Re2","RImp","TOTAL","para Cp","para Ar1","para Ar2","para Ar3","para Ar4","para Ar5","para Ar6","para Ar7","para Ar8","para Ar9","para Ar10","para Ar11","para Im","TOTAL","RESERVADO","DISPONIBLE","DImp","RESERVADO","DISPONIBLE","INDICE","CLAVE","COLOR",null,"OFERTA","DEMANDA","Indice"]
["Cuenca Río Marquelia"]
[null,null,null,null,null,null,null,null,null,null,null,null,null,null,null,null,null,null,null,null,{"$f":"IF(U117=0,\"\",U117/(SUM($U117:$AG117)))","v":1},{"$f":"IF(V117=0,\"\",V117/(SUM($U117:$AG117)))","v":""},"","","","","","","","","","","",{"$f":"SUM(U116:AG116)","v":1},null,null,null,null,null,{"$f":"IF(U116=0,\"\",U116)","v":1},{"$f":"IF(V116=0,\"\",V116)","v":""},{"$f":"IF(W116=0,\"\",W116)","v":""},{"$f":"IF(X116=0,\"\",X116)","v":""},{"$f":"IF(Y116=0,\"\",Y116)","v":""},"","","","","","",{"$f":"IF(AF116=0,\"\",AF116)","v":""},{"$f":"IF(AG116=0,\"\",AG116)","v":""},{"$f":"SUM(AN116:AZ116)","v":1}]
["A",{"$f":"A117","v":"A"},{"$f":"A117","v":"A"},"B",null,null,null,{"$f":"C18","v":802.43700000000001},null,{"$f":"J18","v":0},{"$f":"I18","v":2.2474786799999995},{"$f":"SUM(H117:K117)","v":804.68447867999998},{"$f":"H18","v":10.11616604},{"$f":"L18","v":0},{"$f":"K18","v":0},{"$f":"SUM(M117:O117)","v":10.11616604},{"$f":"+P117","v":10.11616604},{"$f":"M18","v":0},{"$f":"L117-Q117-R117","v":794.56831263999993},{"$f":"IF(S117<0,0,S117)","v":794.56831263999993},{"$f":"K117+H117","v":804.68447867999998},null,null,null,null,null,null,null,null,null,null,null,{"$f":"J117","v":0},{"$f":"SUM(U117:AG117)","v":804.68447867999998},{"$f":"+Q117","v":10.11616604},{"$f":"(AI119+R119)*V118","v":0.16166865974949976},{"$f":"AI117+R117+AJ117","v":10.2778346997495},{"$f":"IF(AG117>0,(AI117+R117+AJ117)*AG116,\"\")","v":""},{"$f":"SUM(AI117:AK117)","v":20.555669399498999},{"$f":"IF(AN116=\"\",\"\",$AM117*AN116)","v":20.555669399498999},"","","","","","","","","","","","",{"$f":"SUM(AN117:AZ117)","v":20.555669399498999},{"$f":"+U117","v":804.68447867999998},{"$f":"IF(D117=\"MAR\",IF((BB117-AJ117)<0,0,BB117-AJ117),IF(D117=\"Cerrada\",IF((BB117-AJ117)<0,0,BB117-AJ117),IF((BB117-AK117)<0,0,BB117-AK117)))","v":794.40664398025046},{"$f":"IF(AG117=0,\"\",IF(AG117-AL117<0,0,AG117-AL117))","v":""},{"$f":"IF(D117=\"MAR\",0,IF(D117=\"Cerrada\",0,AJ117))","v":0.16166865974949976},{"$f":"IF(T117-BE117<0,0,T117-BE117)","v":794.40664398025046},{"$f":"IF(D117=\"MAR\",IF(AI117+R117+AJ117=0,\"Infinito\",(I117+U117+AG117)/(AI117+R117)),IF(D117=\"Cerrada\",IF(AI117+R117+AJ117=0,\"Infinito\",(I117+U117+AG117)/(AI117+R117)),IF(AI117+R117+AJ117=0,\"Infinito\",(I117+U117+AG117)/(AI117+R117+AJ117))))","v":78.29319133723881},{"$f":"IF(BG117<1.4,\"1\", IF(BG117<3,\"2\", IF(BG117<9,\"3\", \"4\")))","v":"4"},{"$f":"IF(BG117<1.4,\"ROJO\", IF(BG117<3,\"AMARILLO\", IF(BG117<9,\"VERDE\", \"AZUL\")))","v":"AZUL"},{"$f":"IF(BG117<1.4,\"Déficit\", IF(BG117<3,\"Equilibrio\", IF(BG117<9,\"Disponibilidad\", \"Abundante\")))","v":"Abundante"},{"$f":"I117+U117+AG117","v":804.68447867999998},{"$f":"IF(D117=\"MAR\",AI117+R117,IF(D117=\"Cerrada\",AI117+R117,AI117+R117+AJ117))","v":10.2778346997495},{"$f":"BK117/BL117","v":78.29319133723881},{"$f":"SUM(BC117:BD117)","v":794.40664398025046}]
[null,null,null,null,null,null,null,null,null,null,null,null,null,null,null,null,null,null,null,null,{"$f":"IF(U119=0,\"\",U119/(SUM($U119:$AG119)))","v":3.5349568600718487E-2},{"$f":"IF(V119=0,\"\",V119/(SUM($U119:$AG119)))","v":0.96465043139928142},"","","","","","","","","","","",{"$f":"SUM(U118:AG118)","v":0.99999999999999989},null,null,null,null,null,{"$f":"IF(U118=0,\"\",U118)","v":3.5349568600718487E-2},0.96465043139928142,"","","","","","","","","","","",{"$f":"SUM(AN118:AZ118)","v":0.99999999999999989}]
["B","B",{"$f":"A119","v":"B"},"MAR",null,null,null,{"$f":"C19","v":29.082999999999998},{"$f":"T117","v":794.56831263999993},{"$f":"J19","v":0},{"$f":"I19","v":3.3917550000000005E-2},{"$f":"SUM(H119:K119)","v":823.68523018999986},{"$f":"H19","v":0.16759299999999999},{"$f":"L19","v":0},{"$f":"K19","v":0},{"$f":"SUM(M119:O119)","v":0.16759299999999999},{"$f":"+P119","v":0.16759299999999999},{"$f":"M19","v":0},{"$f":"L119-Q119-R119","v":823.51763718999985},{"$f":"IF(S119<0,0,S119)","v":823.51763718999985},{"$f":"K119+H119","v":29.11691755},{"$f":"T117","v":794.56831263999993},null,null,null,null,null,null,null,null,null,null,{"$f":"J119","v":0},{"$f":"SUM(U119:AG119)","v":823.68523018999997},{"$f":"+Q119","v":0.16759299999999999},{"$f":"(AI119+R119)*U118","v":5.9243402505002127E-3},null,{"$f":"IF(AG119>0,(AI119+R119+AJ119)*AG118,\"\")","v":""},{"$f":"SUM(AI119:AK119)","v":0.1735173402505002},{"$f":"IF(AN118=\"\",\"\",$AM119*AN118)","v":6.133763122599268E-3},0.16738357712790092,"","","","","","","","","","","",{"$f":"SUM(AN119:AZ119)","v":0.1735173402505002},{"$f":"+U119","v":29.11691755},{"$f":"IF(D119=\"MAR\",IF((BB119-AJ119)<0,0,BB119-AJ119),IF(D119=\"Cerrada\",IF((BB119-AJ119)<0,0,BB119-AJ119),IF((BB119-AK119)<0,0,BB119-AK119)))","v":29.110993209749498},{"$f":"IF(AG119=0,\"\",IF(AG119-AL119<0,0,AG119-AL119))","v":""},{"$f":"IF(D119=\"MAR\",0,IF(D119=\"Cerrada\",0,AJ119))","v":0},{"$f":"IF(T119-BE119<0,0,T119-BE119)","v":823.51763718999985},{"$f":"IF(D119=\"MAR\",IF(AI119+R119+AJ119=0,\"Infinito\",(I119+U119+AG119)/(AI119+R119)),IF(D119=\"Cerrada\",IF(AI119+R119+AJ119=0,\"Infinito\",(I119+U119+AG119)/(AI119+R119)),IF(AI119+R119+AJ119=0,\"Infinito\",(I119+U119+AG119)/(AI119+R119+AJ119))))","v":4914.7949508034344},{"$f":"IF(BG119<1.4,\"1\", IF(BG119<3,\"2\", IF(BG119<9,\"3\", \"4\")))","v":"4"},{"$f":"IF(BG119<1.4,\"ROJO\", IF(BG119<3,\"AMARILLO\", IF(BG119<9,\"VERDE\", \"AZUL\")))","v":"AZUL"},{"$f":"IF(BG119<1.4,\"Déficit\", IF(BG119<3,\"Equilibrio\", IF(BG119<9,\"Disponibilidad\", \"Abundante\")))","v":"Abundante"},{"$f":"IF(I119+U119+AG119<=0,0,I119+U119+AG119)","v":823.68523018999997},{"$f":"IF(D119=\"MAR\",AI119+R119,IF(D119=\"Cerrada\",AI119+R119,AI119+R119+AJ119))","v":0.16759299999999999},{"$f":"BK119/BL119","v":4914.7949508034344},{"$f":"SUM(BC119:BD119)","v":29.110993209749498}]
[]
[]
[null,null,null,null,null,null,null,null,null,null,null,null,null,null,null,null,null,null,null,null,null,null,null,null,null,null,null,null,null,null,null,null,null,null,null,null,null,null,null,null,null,null,null,null,null,null,null,null,null,null,null,null,null,"Dxx",{"$f":"SUM(BC117:BC119)","v":823.51763718999996}]
[null,null,null,null,null,null,null,null,null,null,null,null,null,null,null,null,null,null,null,null,null,null,null,null,null,null,null,null,null,null,null,null,null,null,null,null,null,null,null,null,null,null,null,null,null,null,null,null,null,null,null,null,null,"Ab",{"$f":"T119","v":823.51763718999985}]
[]
["No LINEA","CUENCA O REGION","CONEXION",null,null,null,null,"OFERTA  POTENCIAL",null,null,null,null,"DEMANDA CONSUNTIVA",null,null,null,null,null,null,null,"OFERTA REAL",null,null,null,null,null,null,null,null,null,null,null,null,null,"EXTRACC Y VOLS RESERV PARA A ABAJO",null,null,null,null,null,null,null,null,null,null,null,null,null,null,null,null,null,null,"POR CUENCA PROPIA",null,null,"A LA SAL. DEL C PRINCIPAL",null,"DISPONIBILIDAD RELATIVA",null,null,null,"OFERTA - DEMANDA"]
[null,"HIDROLOGICA","DE ","HACIA",null,null,null,"Cp","Cp A Arriba","Im","R","TOTAL","Uc","Ev","Ex","TOTAL","TOTAL ACUM.","Dv","Ab","Ab","Cp","Ar1","Ar2","Ar3","Ar4","Ar5","Ar6","Ar7","Ar8","Ar9","Ar10","Ar11","Im","TOTAL","Uc","Re1","Re2","RImp","TOTAL","para Cp","para Ar1","para Ar2","para Ar3","para Ar4","para Ar5","para Ar6","para Ar7","para Ar8","para Ar9","para Ar10","para Ar11","para Im","TOTAL","RESERVADO","DISPONIBLE","DImp","RESERVADO","DISPONIBLE","INDICE","CLAVE","COLOR",null,"OFERTA","DEMANDA","Indice"]
["Cuenca Río Ometepec"]
[null,null,null,null,null,null,null,null,null,null,null,null,null,null,null,null,null,null,null,null,{"$f":"IF(U129=0,\"\",U129/(SUM($U129:$AG129)))","v":1},{"$f":"IF(V129=0,\"\",V129/(SUM($U129:$AG129)))","v":""},"","","","","","","","","","","",{"$f":"SUM(U128:AG128)","v":1},null,null,null,null,null,{"$f":"IF(U128=0,\"\",U128)","v":1},{"$f":"IF(V128=0,\"\",V128)","v":""},{"$f":"IF(W128=0,\"\",W128)","v":""},{"$f":"IF(X128=0,\"\",X128)","v":""},{"$f":"IF(Y128=0,\"\",Y128)","v":""},"","","","","","",{"$f":"IF(AF128=0,\"\",AF128)","v":""},{"$f":"IF(AG128=0,\"\",AG128)","v":""},{"$f":"SUM(AN128:AZ128)","v":1}]
["A",{"$f":"A129","v":"A"},{"$f":"A129","v":"A"},"K",null,null,null,{"$f":"C20","v":3100.4119999999998},null,{"$f":"J20","v":0},{"$f":"I20","v":2.6071847000000004},{"$f":"SUM(H129:K129)","v":3103.0191846999996},{"$f":"H20","v":10.052156},{"$f":"L20","v":0},{"$f":"K20","v":0},{"$f":"SUM(M129:O129)","v":10.052156},{"$f":"+P129","v":10.052156},{"$f":"M20","v":0},{"$f":"L129-Q129-R129","v":3092.9670286999994},{"$f":"IF(S129<0,0,S129)","v":3092.9670286999994},{"$f":"K129+H129","v":3103.0191846999996},null,null,null,null,null,null,null,null,null,null,null,{"$f":"J129","v":0},3103.0191846999996,{"$f":"+Q129","v":10.052156},{"$f":"(AI149+R149+AJ149)*V148","v":1669.4453154553478},{"$f":"(AI129+R129+AJ129)*U128","v":1679.4974714553477},{"$f":"IF(AG129>0,(AI129+R129+AJ129)*AG128,\"\")","v":""},{"$f":"SUM(AI129:AK129)","v":3358.9949429106955},{"$f":"IF(AN128=\"\",\"\",$AM129*AN128)","v":3358.9949429106955},"","","","","","","","","","","","",3358.9949429106955,{"$f":"+U129","v":3103.0191846999996},{"$f":"IF(D129=\"MAR\",IF((BB129-AJ129)<0,0,BB129-AJ129),IF(D129=\"Cerrada\",IF((BB129-AJ129)<0,0,BB129-AJ129),IF((BB129-AK129)<0,0,BB129-AK129)))","v":1423.5217132446519},{"$f":"IF(AG129=0,\"\",IF(AG129-AL129<0,0,AG129-AL129))","v":""},{"$f":"IF(D129=\"MAR\",0,IF(D129=\"Cerrada\",0,AJ129))","v":1669.4453154553478},{"$f":"IF(T129-BE129<0,0,T129-BE129)","v":1423.5217132446517},{"$f":"IF(D129=\"MAR\",IF(AI129+R129+AJ129=0,\"Infinito\",(I129+U129+AG129)/(AI129+R129)),IF(D129=\"Cerrada\",IF(AI129+R129+AJ129=0,\"Infinito\",(I129+U129+AG129)/(AI129+R129)),IF(AI129+R129+AJ129=0,\"Infinito\",(I129+U129+AG129)/(AI129+R129+AJ129))))","v":1.8475878871143026},{"$f":"IF(BG129<1.4,\"1\", IF(BG129<3,\"2\", IF(BG129<9,\"3\", \"4\")))","v":"2"},{"$f":"IF(BG129<1.4,\"ROJO\", IF(BG129<3,\"AMARILLO\", IF(BG129<9,\"VERDE\", \"AZUL\")))","v":"AMARILLO"},{"$f":"IF(BG129<1.4,\"Déficit\", IF(BG129<3,\"Equilibrio\", IF(BG129<9,\"Disponibilidad\", \"Abundante\")))","v":"Equilibrio"},{"$f":"I129+U129+AG129","v":3103.0191846999996},{"$f":"IF(D129=\"MAR\",AI129+R129,IF(D129=\"Cerrada\",AI129+R129,AI129+R129+AJ129))","v":1679.4974714553477},{"$f":"BK129/BL129","v":1.8475878871143026},{"$f":"SUM(BC129:BD129)","v":1423.5217132446519}]
[null,null,null,null,null,null,null,null,null,null,null,null,null,null,null,null,null,null,null,null,{"$f":"IF(U131=0,\"\",U131/(SUM($U131:$AG131)))","v":1},null,{"$f":"IF(W131=0,\"\",W131/(SUM($U131:$AG131)))","v":""},"","","","","","","","","","",1,null,null,null,null,null,{"$f":"IF(U130=0,\"\",U130)","v":1},{"$f":"IF(W134=0,\"\",W134)","v":0.24747633912668923},"","","","","","","","","","","",1.2474763391266892]
["B",{"$f":"A131","v":"B"},{"$f":"A131","v":"B"},"D",null,null,null,{"$f":"C21","v":306.46499999999997},null,{"$f":"J21","v":0},{"$f":"I21","v":0.66532767250000013},{"$f":"SUM(H131:K131)","v":307.13032767249996},{"$f":"H21","v":3.66419023},{"$f":"L21","v":0},{"$f":"K21","v":0},{"$f":"SUM(M131:O131)","v":3.66419023},{"$f":"+P131","v":3.66419023},{"$f":"M21","v":0},{"$f":"L131-Q131-R131","v":303.46613744249998},{"$f":"IF(S131<0,0,S131)","v":303.46613744249998},{"$f":"K131+H131","v":307.13032767249996},null,null,null,null,null,null,null,null,null,null,null,{"$f":"J131","v":0},307.13032767249996,{"$f":"+Q131","v":3.66419023},{"$f":"(AJ135+AI135+R135)*V134","v":165.5014266489753},{"$f":"(AI131+R131+AJ131)*U130","v":169.1656168789753},{"$f":"IF(AG131>0,(AI131+R131+AJ131)*AG130,\"\")","v":""},{"$f":"SUM(AI131:AK131)","v":338.3312337579506},{"$f":"IF(AN130=\"\",\"\",$AM131*AN130)","v":338.3312337579506},83.728975142633757,"","","","","","","","","","","",422.06020890058437,{"$f":"+U131","v":307.13032767249996},{"$f":"IF(D131=\"MAR\",IF((BB131-AJ131)<0,0,BB131-AJ131),IF(D131=\"Cerrada\",IF((BB131-AJ131)<0,0,BB131-AJ131),IF((BB131-AK131)<0,0,BB131-AK131)))","v":137.96471079352466},{"$f":"IF(AG131=0,\"\",IF(AG131-AL131<0,0,AG131-AL131))","v":""},{"$f":"IF(D131=\"MAR\",0,IF(D131=\"Cerrada\",0,AJ131))","v":165.5014266489753},{"$f":"IF(T131-BE131<0,0,T131-BE131)","v":137.96471079352469},{"$f":"IF(D131=\"MAR\",IF(AI131+R131+AJ131=0,\"Infinito\",(I131+U131+AG131)/(AI131+R131)),IF(D131=\"Cerrada\",IF(AI131+R131+AJ131=0,\"Infinito\",(I131+U131+AG131)/(AI131+R131)),IF(AI131+R131+AJ131=0,\"Infinito\",(I131+U131+AG131)/(AI131+R131+AJ131))))","v":1.8155600017243905},{"$f":"IF(BG131<1.4,\"1\", IF(BG131<3,\"2\", IF(BG131<9,\"3\", \"4\")))","v":"2"},{"$f":"IF(BG131<1.4,\"ROJO\", IF(BG131<3,\"AMARILLO\", IF(BG131<9,\"VERDE\", \"AZUL\")))","v":"AMARILLO"},{"$f":"IF(BG131<1.4,\"Déficit\", IF(BG131<3,\"Equilibrio\", IF(BG131<9,\"Disponibilidad\", \"Abundante\")))","v":"Equilibrio"},{"$f":"IF(I131+U131+AG131<=0,0,I131+U131+AG131)","v":307.13032767249996},{"$f":"IF(D131=\"MAR\",AI131+R131,IF(D131=\"Cerrada\",AI131+R131,AI131+R131+AJ131))","v":169.1656168789753},{"$f":"BK131/BL131","v":1.8155600017243905},{"$f":"SUM(BC131:BD131)","v":137.96471079352466}]
[null,null,null,null,null,null,null,null,null,null,null,null,null,null,null,null,null,null,null,null,{"$f":"IF(U133=0,\"\",U133/(SUM($U133:$AG133)))","v":1},null,{"$f":"IF(W133=0,\"\",W133/(SUM($U133:$AG133)))","v":""},"","","","","","","","","","",1,null,null,null,null,null,{"$f":"IF(U132=0,\"\",U132)","v":1},"","","","","","","","","","","","",1]
["C",{"$f":"A133","v":"C"},{"$f":"A133","v":"C"},"D",null,null,null,{"$f":"C22","v":306.20499999999998},null,{"$f":"J22","v":0},{"$f":"I22","v":2.9846174470000011},{"$f":"SUM(H133:K133)","v":309.18961744699999},{"$f":"H22","v":12.0840908},{"$f":"L22","v":0},{"$f":"K22","v":0},{"$f":"SUM(M133:O133)","v":12.0840908},{"$f":"+P133","v":12.0840908},{"$f":"M22","v":0},{"$f":"L133-Q133-R133","v":297.10552664699998},{"$f":"IF(S133<0,0,S133)","v":297.10552664699998},{"$f":"K133+H133","v":309.18961744699999},null,null,null,null,null,null,null,null,null,null,null,{"$f":"J133","v":0},309.18961744699999,{"$f":"+Q133","v":12.0840908},{"$f":"(AJ135+AI135+R135)*W134","v":162.0325382587061},{"$f":"(AI133+R133+AJ133)*U132","v":174.11662905870611},{"$f":"IF(AG133>0,(AI133+R133+AJ133)*AG132,\"\")","v":""},{"$f":"SUM(AI133:AK133)","v":348.23325811741222},{"$f":"IF(AN132=\"\",\"\",$AM133*AN132)","v":348.23325811741222},"","","","","","","","","","","","",348.23325811741222,{"$f":"+U133","v":309.18961744699999},{"$f":"IF(D133=\"MAR\",IF((BB133-AJ133)<0,0,BB133-AJ133),IF(D133=\"Cerrada\",IF((BB133-AJ133)<0,0,BB133-AJ133),IF((BB133-AK133)<0,0,BB133-AK133)))","v":135.07298838829388},{"$f":"IF(AG133=0,\"\",IF(AG133-AL133<0,0,AG133-AL133))","v":""},{"$f":"IF(D133=\"MAR\",0,IF(D133=\"Cerrada\",0,AJ133))","v":162.0325382587061},{"$f":"IF(T133-BE133<0,0,T133-BE133)","v":135.07298838829388},{"$f":"IF(D133=\"MAR\",IF(AI133+R133+AJ133=0,\"Infinito\",(I133+U133+AG133)/(AI133+R133)),IF(D133=\"Cerrada\",IF(AI133+R133+AJ133=0,\"Infinito\",(I133+U133+AG133)/(AI133+R133)),IF(AI133+R133+AJ133=0,\"Infinito\",(I133+U133+AG133)/(AI133+R133+AJ133))))","v":1.7757615634905954},{"$f":"IF(BG133<1.4,\"1\", IF(BG133<3,\"2\", IF(BG133<9,\"3\", \"4\")))","v":"2"},{"$f":"IF(BG133<1.4,\"ROJO\", IF(BG133<3,\"AMARILLO\", IF(BG133<9,\"VERDE\", \"AZUL\")))","v":"AMARILLO"},{"$f":"IF(BG133<1.4,\"Déficit\", IF(BG133<3,\"Equilibrio\", IF(BG133<9,\"Disponibilidad\", \"Abundante\")))","v":"Equilibrio"},{"$f":"IF(I133+U133+AG133<=0,0,I133+U133+AG133)","v":309.18961744699999},{"$f":"IF(D133=\"MAR\",AI133+R133,IF(D133=\"Cerrada\",AI133+R133,AI133+R133+AJ133))","v":174.11662905870611},{"$f":"BK133/BL133","v":1.7757615634905954},{"$f":"SUM(BC133:BD133)","v":135.07298838829388}]
[null,null,null,null,null,null,null,null,null,null,null,null,null,null,null,null,null,null,null,null,{"$f":"IF(U135=0,\"\",U135/(SUM($U135:$AG135)))","v":0.4997492019437198},{"$f":"IF(V135=0,\"\",V135/(SUM($U135:$AG135)))","v":0.25277445892959105},{"$f":"IF(W135=0,\"\",W135/(SUM($U135:$AG135)))","v":0.24747633912668923},null,{"$f":"IF(Y135=0,\"\",Y135/(SUM($U135:$AG135)))","v":""},"","","","","","","","",1,null,null,null,null,null,{"$f":"IF(U134=0,\"\",U134)","v":0.4997492019437198},{"$f":"IF(V134=0,\"\",V134)","v":0.25277445892959105},{"$f":"IF(W134=0,\"\",W134)","v":0.24747633912668923},"","","","","","","","","","",1]
["D","D",{"$f":"A135","v":"D"},"K",null,null,null,{"$f":"C23","v":597.43100000000004},{"$f":"S133+S131","v":600.57166408950002},{"$f":"J23","v":0},{"$f":"I23","v":2.5384773199999997},{"$f":"SUM(H135:K135)","v":1200.5411414095001},{"$f":"H23","v":14.64673676},{"$f":"L23","v":0},{"$f":"K23","v":0},{"$f":"SUM(M135:O135)","v":14.64673676},{"$f":"+P135","v":14.64673676},{"$f":"M23","v":0},{"$f":"L135-Q135-R135","v":1185.8944046495001},{"$f":"IF(S135<0,0,S135)","v":1185.8944046495001},{"$f":"K135+H135","v":599.96947732000001},{"$f":"T131","v":303.46613744249998},{"$f":"T133","v":297.10552664699998},null,null,null,null,null,null,null,null,null,{"$f":"J135","v":0},1200.5411414094999,{"$f":"+Q135","v":14.64673676},{"$f":"(AI149+R149+AJ149)*W148","v":640.09277825988909},{"$f":"(AI135+R135+AJ135)*U134","v":327.20555011220767},{"$f":"IF(AG135>0,(AI135+R135+AJ135)*AG134,\"\")","v":""},{"$f":"SUM(AI135:AK135)","v":981.94506513209672},{"$f":"IF(AN134=\"\",\"\",$AM135*AN134)","v":490.7262626523393},248.21063253734778,{"$f":"IF(AP134=\"\",\"\",$AM135*AP134)","v":243.00816994240972},"","","","","","","","","","",981.94506513209683,{"$f":"+U135","v":599.96947732000001},{"$f":"IF(D135=\"MAR\",IF((BB135-AJ135)<0,0,BB135-AJ135),IF(D135=\"Cerrada\",IF((BB135-AJ135)<0,0,BB135-AJ135),IF((BB135-AK135)<0,0,BB135-AK135)))","v":272.76392720779234},{"$f":"IF(AG135=0,\"\",IF(AG135-AL135<0,0,AG135-AL135))","v":""},{"$f":"IF(D135=\"MAR\",0,IF(D135=\"Cerrada\",0,AJ135))","v":640.09277825988909},{"$f":"IF(T135-BE135<0,0,T135-BE135)","v":545.80162638961099},{"$f":"IF(D135=\"MAR\",IF(AI135+R135+AJ135=0,\"Infinito\",(I135+U135+AG135)/(AI135+R135)),IF(D135=\"Cerrada\",IF(AI135+R135+AJ135=0,\"Infinito\",(I135+U135+AG135)/(AI135+R135)),IF(AI135+R135+AJ135=0,\"Infinito\",(I135+U135+AG135)/(AI135+R135+AJ135))))","v":1.8336164442022891},{"$f":"IF(BG135<1.4,\"1\", IF(BG135<3,\"2\", IF(BG135<9,\"3\", \"4\")))","v":"2"},{"$f":"IF(BG135<1.4,\"ROJO\", IF(BG135<3,\"AMARILLO\", IF(BG135<9,\"VERDE\", \"AZUL\")))","v":"AMARILLO"},{"$f":"IF(BG135<1.4,\"Déficit\", IF(BG135<3,\"Equilibrio\", IF(BG135<9,\"Disponibilidad\", \"Abundante\")))","v":"Equilibrio"},{"$f":"IF(I135+U135+AG135<=0,0,I135+U135+AG135)","v":1200.5411414095001},{"$f":"IF(D135=\"MAR\",AI135+R135,IF(D135=\"Cerrada\",AI135+R135,AI135+R135+AJ135))","v":654.73951501988904},{"$f":"BK135/BL135","v":1.8336164442022891},{"$f":"SUM(BC135:BD135)","v":272.76392720779234}]
[null,null,null,null,null,null,null,null,null,null,null,null,null,null,null,null,null,null,null,null,{"$f":"IF(U137=0,\"\",U137/(SUM($U137:$AG137)))","v":1},null,{"$f":"IF(W137=0,\"\",W137/(SUM($U137:$AG137)))","v":""},"","","","","","","","","","",1,null,null,null,null,null,{"$f":"IF(U136=0,\"\",U136)","v":1},"","","","","","","","","","","","",1]
["E","E",{"$f":"A137","v":"E"},"K",null,null,null,{"$f":"C24","v":43.290999999999997},null,{"$f":"J24","v":0},{"$f":"I24","v":1.1648474999999998E-2},{"$f":"SUM(H137:K137)","v":43.302648474999998},{"$f":"H24","v":1.55313E-2},{"$f":"L24","v":0},{"$f":"K24","v":0},{"$f":"SUM(M137:O137)","v":1.55313E-2},{"$f":"+P137","v":1.55313E-2},{"$f":"M24","v":0},{"$f":"L137-Q137-R137","v":43.287117174999999},{"$f":"IF(S137<0,0,S137)","v":43.287117174999999},{"$f":"K137+H137","v":43.302648474999998},null,null,null,null,null,null,null,null,null,null,null,{"$f":"J137","v":0},43.302648474999998,{"$f":"+Q137","v":1.55313E-2},{"$f":"(AI149+R149+AJ149)*X148","v":23.364450482921661},{"$f":"(AI137+R137+AJ137)*U136","v":23.379981782921661},{"$f":"IF(AG137>0,(AI137+R137+AJ137)*AG136,\"\")","v":""},{"$f":"SUM(AI137:AK137)","v":46.759963565843321},{"$f":"IF(AN136=\"\",\"\",$AM137*AN136)","v":46.759963565843321},"","","","","","","","","","","","",46.759963565843321,{"$f":"+U137","v":43.302648474999998},{"$f":"IF(D137=\"MAR\",IF((BB137-AJ137)<0,0,BB137-AJ137),IF(D137=\"Cerrada\",IF((BB137-AJ137)<0,0,BB137-AJ137),IF((BB137-AK137)<0,0,BB137-AK137)))","v":19.922666692078337},{"$f":"IF(AG137=0,\"\",IF(AG137-AL137<0,0,AG137-AL137))","v":""},{"$f":"IF(D137=\"MAR\",0,IF(D137=\"Cerrada\",0,AJ137))","v":23.364450482921661},{"$f":"IF(T137-BE137<0,0,T137-BE137)","v":19.922666692078337},{"$f":"IF(D137=\"MAR\",IF(AI137+R137+AJ137=0,\"Infinito\",(I137+U137+AG137)/(AI137+R137)),IF(D137=\"Cerrada\",IF(AI137+R137+AJ137=0,\"Infinito\",(I137+U137+AG137)/(AI137+R137)),IF(AI137+R137+AJ137=0,\"Infinito\",(I137+U137+AG137)/(AI137+R137+AJ137))))","v":1.852124987823182},{"$f":"IF(BG137<1.4,\"1\", IF(BG137<3,\"2\", IF(BG137<9,\"3\", \"4\")))","v":"2"},{"$f":"IF(BG137<1.4,\"ROJO\", IF(BG137<3,\"AMARILLO\", IF(BG137<9,\"VERDE\", \"AZUL\")))","v":"AMARILLO"},{"$f":"IF(BG137<1.4,\"Déficit\", IF(BG137<3,\"Equilibrio\", IF(BG137<9,\"Disponibilidad\", \"Abundante\")))","v":"Equilibrio"},{"$f":"IF(I137+U137+AG137<=0,0,I137+U137+AG137)","v":43.302648474999998},{"$f":"IF(D137=\"MAR\",AI137+R137,IF(D137=\"Cerrada\",AI137+R137,AI137+R137+AJ137))","v":23.379981782921661},{"$f":"BK137/BL137","v":1.852124987823182},{"$f":"SUM(BC137:BD137)","v":19.922666692078337}]
[null,null,null,null,null,null,null,null,null,null,null,null,null,null,null,null,null,null,null,null,{"$f":"IF(U139=0,\"\",U139/(SUM($U139:$AG139)))","v":1},null,{"$f":"IF(W139=0,\"\",W139/(SUM($U139:$AG139)))","v":""},"","","","","","","","","","",1,null,null,null,null,null,{"$f":"IF(U138=0,\"\",U138)","v":1},"","","","","","","","","","","","",1]
["F","F",{"$f":"A139","v":"F"},"K",null,null,null,{"$f":"C25","v":16.716999999999999},null,{"$f":"J25","v":0},{"$f":"I25","v":0.03},{"$f":"SUM(H139:K139)","v":16.747},{"$f":"H25","v":0.15},{"$f":"L25","v":0},{"$f":"K25","v":0},{"$f":"SUM(M139:O139)","v":0.15},{"$f":"+P139","v":0.15},{"$f":"M25","v":0},{"$f":"L139-Q139-R139","v":16.597000000000001},{"$f":"IF(S139<0,0,S139)","v":16.597000000000001},{"$f":"K139+H139","v":16.747},null,null,null,null,null,null,null,null,null,null,null,{"$f":"J139","v":0},16.747,{"$f":"+Q139","v":0.15},{"$f":"(AI149+R149+AJ149)*Y148","v":8.9583185476950362},{"$f":"(AI139+R139+AJ139)*U138","v":9.1083185476950366},{"$f":"IF(AG139>0,(AI139+R139+AJ139)*AG138,\"\")","v":""},{"$f":"SUM(AI139:AK139)","v":18.216637095390073},{"$f":"IF(AN138=\"\",\"\",$AM139*AN138)","v":18.216637095390073},"","","","","","","","","","","","",18.216637095390073,{"$f":"+U139","v":16.747},{"$f":"IF(D139=\"MAR\",IF((BB139-AJ139)<0,0,BB139-AJ139),IF(D139=\"Cerrada\",IF((BB139-AJ139)<0,0,BB139-AJ139),IF((BB139-AK139)<0,0,BB139-AK139)))","v":7.6386814523049633},{"$f":"IF(AG139=0,\"\",IF(AG139-AL139<0,0,AG139-AL139))","v":""},{"$f":"IF(D139=\"MAR\",0,IF(D139=\"Cerrada\",0,AJ139))","v":8.9583185476950362},{"$f":"IF(T139-BE139<0,0,T139-BE139)","v":7.6386814523049651},{"$f":"IF(D139=\"MAR\",IF(AI139+R139+AJ139=0,\"Infinito\",(I139+U139+AG139)/(AI139+R139)),IF(D139=\"Cerrada\",IF(AI139+R139+AJ139=0,\"Infinito\",(I139+U139+AG139)/(AI139+R139)),IF(AI139+R139+AJ139=0,\"Infinito\",(I139+U139+AG139)/(AI139+R139+AJ139))))","v":1.8386489133318704},{"$f":"IF(BG139<1.4,\"1\", IF(BG139<3,\"2\", IF(BG139<9,\"3\", \"4\")))","v":"2"},{"$f":"IF(BG139<1.4,\"ROJO\", IF(BG139<3,\"AMARILLO\", IF(BG139<9,\"VERDE\", \"AZUL\")))","v":"AMARILLO"},{"$f":"IF(BG139<1.4,\"Déficit\", IF(BG139<3,\"Equilibrio\", IF(BG139<9,\"Disponibilidad\", \"Abundante\")))","v":"Equilibrio"},{"$f":"IF(I139+U139+AG139<=0,0,I139+U139+AG139)","v":16.747},{"$f":"IF(D139=\"MAR\",AI139+R139,IF(D139=\"Cerrada\",AI139+R139,AI139+R139+AJ139))","v":9.1083185476950366},{"$f":"BK139/BL139","v":1.8386489133318704},{"$f":"SUM(BC139:BD139)","v":7.6386814523049633}]
[null,null,null,null,null,null,null,null,null,null,null,null,null,null,null,null,null,null,null,null,{"$f":"IF(U141=0,\"\",U141/(SUM($U141:$AG141)))","v":1},null,{"$f":"IF(W141=0,\"\",W141/(SUM($U141:$AG141)))","v":""},"","","","","","","","","","",1,null,null,null,null,null,{"$f":"IF(U140=0,\"\",U140)","v":1},{"$f":"IF(W144=0,\"\",W144)","v":0.10249906841309039},{"$f":"IF(W140=0,\"\",W140)","v":""},"","","","","","","","","","",1.1024990684130904]
["G",{"$f":"A141","v":"G"},{"$f":"A141","v":"G"},"I",null,null,null,{"$f":"C26","v":132.87700000000001},null,{"$f":"J26","v":0},{"$f":"I26","v":1.5277984124999997},{"$f":"SUM(H141:K141)","v":134.40479841250001},{"$f":"H26","v":7.4715265500000001},{"$f":"L26","v":0},{"$f":"K26","v":0},{"$f":"SUM(M141:O141)","v":7.4715265500000001},{"$f":"+P141","v":7.4715265500000001},{"$f":"M26","v":0},{"$f":"L141-Q141-R141","v":126.93327186250002},{"$f":"IF(S141<0,0,S141)","v":126.93327186250002},{"$f":"K141+H141","v":134.40479841250001},null,null,null,null,null,null,null,null,null,null,null,{"$f":"J141","v":0},134.40479841250001,{"$f":"+Q141","v":7.4715265500000001},{"$f":"(AJ145+AI145+R145)*V144","v":71.153445429179598},{"$f":"(AI141+R141+AJ141)*U140","v":78.624971979179605},{"$f":"IF(AG141>0,(AI141+R141+AJ141)*AG140,\"\")","v":""},{"$f":"SUM(AI141:AK141)","v":157.24994395835921},{"$f":"IF(AN140=\"\",\"\",$AM141*AN140)","v":157.24994395835921},16.11797276374249,"","","","","","","","","","","",173.36791672210171,{"$f":"+U141","v":134.40479841250001},{"$f":"IF(D141=\"MAR\",IF((BB141-AJ141)<0,0,BB141-AJ141),IF(D141=\"Cerrada\",IF((BB141-AJ141)<0,0,BB141-AJ141),IF((BB141-AK141)<0,0,BB141-AK141)))","v":55.779826433320409},{"$f":"IF(AG141=0,\"\",IF(AG141-AL141<0,0,AG141-AL141))","v":""},{"$f":"IF(D141=\"MAR\",0,IF(D141=\"Cerrada\",0,AJ141))","v":71.153445429179598},{"$f":"IF(T141-BE141<0,0,T141-BE141)","v":55.779826433320423},{"$f":"IF(D141=\"MAR\",IF(AI141+R141+AJ141=0,\"Infinito\",(I141+U141+AG141)/(AI141+R141)),IF(D141=\"Cerrada\",IF(AI141+R141+AJ141=0,\"Infinito\",(I141+U141+AG141)/(AI141+R141)),IF(AI141+R141+AJ141=0,\"Infinito\",(I141+U141+AG141)/(AI141+R141+AJ141))))","v":1.7094416065177265},{"$f":"IF(BG141<1.4,\"1\", IF(BG141<3,\"2\", IF(BG141<9,\"3\", \"4\")))","v":"2"},{"$f":"IF(BG141<1.4,\"ROJO\", IF(BG141<3,\"AMARILLO\", IF(BG141<9,\"VERDE\", \"AZUL\")))","v":"AMARILLO"},{"$f":"IF(BG141<1.4,\"Déficit\", IF(BG141<3,\"Equilibrio\", IF(BG141<9,\"Disponibilidad\", \"Abundante\")))","v":"Equilibrio"},{"$f":"IF(I141+U141+AG141<=0,0,I141+U141+AG141)","v":134.40479841250001},{"$f":"IF(D141=\"MAR\",AI141+R141,IF(D141=\"Cerrada\",AI141+R141,AI141+R141+AJ141))","v":78.624971979179605},{"$f":"BK141/BL141","v":1.7094416065177265},{"$f":"SUM(BC141:BD141)","v":55.779826433320409}]
[null,null,null,null,null,null,null,null,null,null,null,null,null,null,null,null,null,null,null,null,{"$f":"IF(U143=0,\"\",U143/(SUM($U143:$AG143)))","v":1},null,null,{"$f":"IF(X143=0,\"\",X143/(SUM($U143:$AG143)))","v":""},"","","","","","","","","",1,null,null,null,null,null,{"$f":"IF(U142=0,\"\",U142)","v":1},"","","","","","","","","","","","",1]
["H",{"$f":"A143","v":"H"},{"$f":"A143","v":"H"},"I",null,null,null,{"$f":"C27","v":28.207000000000001},null,{"$f":"J27","v":0},{"$f":"I27","v":8.6063499999999987E-2},{"$f":"SUM(H143:K143)","v":28.293063500000002},{"$f":"H27","v":0.53521799999999997},{"$f":"L27","v":0},{"$f":"K27","v":0},{"$f":"SUM(M143:O143)","v":0.53521799999999997},{"$f":"+P143","v":0.53521799999999997},{"$f":"M27","v":0},{"$f":"L143-Q143-R143","v":27.757845500000002},{"$f":"IF(S143<0,0,S143)","v":27.757845500000002},{"$f":"K143+H143","v":28.293063500000002},null,null,null,null,null,null,null,null,null,null,null,{"$f":"J143","v":0},28.293063500000002,{"$f":"+Q143","v":0.53521799999999997},{"$f":"(AJ145+AI145+R145)*W144","v":15.559878950850111},{"$f":"(AI143+R143+AJ143)*U142","v":16.09509695085011},{"$f":"IF(AG143>0,(AI143+R143+AJ143)*AG142,\"\")","v":""},{"$f":"SUM(AI143:AK143)","v":32.190193901700219},{"$f":"IF(AN142=\"\",\"\",$AM143*AN142)","v":32.190193901700219},"","","","","","","","","","","","",32.190193901700219,{"$f":"+U143","v":28.293063500000002},{"$f":"IF(D143=\"MAR\",IF((BB143-AJ143)<0,0,BB143-AJ143),IF(D143=\"Cerrada\",IF((BB143-AJ143)<0,0,BB143-AJ143),IF((BB143-AK143)<0,0,BB143-AK143)))","v":12.197966549149893},{"$f":"IF(AG143=0,\"\",IF(AG143-AL143<0,0,AG143-AL143))","v":""},{"$f":"IF(D143=\"MAR\",0,IF(D143=\"Cerrada\",0,AJ143))","v":15.559878950850111},{"$f":"IF(T143-BE143<0,0,T143-BE143)","v":12.197966549149891},{"$f":"IF(D143=\"MAR\",IF(AI143+R143+AJ143=0,\"Infinito\",(I143+U143+AG143)/(AI143+R143)),IF(D143=\"Cerrada\",IF(AI143+R143+AJ143=0,\"Infinito\",(I143+U143+AG143)/(AI143+R143)),IF(AI143+R143+AJ143=0,\"Infinito\",(I143+U143+AG143)/(AI143+R143+AJ143))))","v":1.7578684730138032},{"$f":"IF(BG143<1.4,\"1\", IF(BG143<3,\"2\", IF(BG143<9,\"3\", \"4\")))","v":"2"},{"$f":"IF(BG143<1.4,\"ROJO\", IF(BG143<3,\"AMARILLO\", IF(BG143<9,\"VERDE\", \"AZUL\")))","v":"AMARILLO"},{"$f":"IF(BG143<1.4,\"Déficit\", IF(BG143<3,\"Equilibrio\", IF(BG143<9,\"Disponibilidad\", \"Abundante\")))","v":"Equilibrio"},{"$f":"IF(I143+U143+AG143<=0,0,I143+U143+AG143)","v":28.293063500000002},{"$f":"IF(D143=\"MAR\",AI143+R143,IF(D143=\"Cerrada\",AI143+R143,AI143+R143+AJ143))","v":16.09509695085011},{"$f":"BK143/BL143","v":1.7578684730138032},{"$f":"SUM(BC143:BD143)","v":12.197966549149893}]
[null,null,null,null,null,null,null,null,null,null,null,null,null,null,null,null,null,null,null,null,{"$f":"IF(U145=0,\"\",U145/(SUM($U145:$AG145)))","v":0.42878508270981336},{"$f":"IF(V145=0,\"\",V145/(SUM($U145:$AG145)))","v":0.46871584887709639},{"$f":"IF(W145=0,\"\",W145/(SUM($U145:$AG145)))","v":0.10249906841309039},null,{"$f":"IF(Y145=0,\"\",Y145/(SUM($U145:$AG145)))","v":""},"","","","","","","","",1.0000000000000002,null,null,null,null,null,{"$f":"IF(U144=0,\"\",U144)","v":0.42878508270981336},{"$f":"IF(V144=0,\"\",V144)","v":0.46871584887709639},{"$f":"IF(W144=0,\"\",W144)","v":0.10249906841309039},"","","","","","","","","","",1.0000000000000002]
["I","I",{"$f":"A145","v":"I"},"J",null,null,null,{"$f":"C28","v":114.938},{"$f":"S143+S141","v":154.69111736250002},{"$f":"J28","v":0},{"$f":"I28","v":1.1815927225000005},{"$f":"SUM(H145:K145)","v":270.81071008500004},{"$f":"H28","v":5.63591365},{"$f":"L28","v":0},{"$f":"K28","v":0},{"$f":"SUM(M145:O145)","v":5.63591365},{"$f":"+P145","v":5.63591365},{"$f":"M28","v":0},{"$f":"L145-Q145-R145","v":265.17479643500002},{"$f":"IF(S145<0,0,S145)","v":265.17479643500002},{"$f":"K145+H145","v":116.1195927225},{"$f":"T141","v":126.93327186250002},{"$f":"T143","v":27.757845500000002},null,null,null,null,null,null,null,null,null,{"$f":"J145","v":0},270.81071008499998,{"$f":"+Q145","v":5.63591365},{"$f":"(AJ147+AI147+R147)*V146","v":146.16916313509714},{"$f":"(AI145+R145+AJ145)*U144","v":65.091752405067439},{"$f":"IF(AG145>0,(AI145+R145+AJ145)*AG144,\"\")","v":""},{"$f":"SUM(AI145:AK145)","v":216.89682919016457},{"$f":"IF(AN144=\"\",\"\",$AM145*AN144)","v":93.002124843800971},101.66298141261856,{"$f":"IF(AP144=\"\",\"\",$AM145*AP144)","v":22.231722933745061},"","","","","","","","","","",216.8968291901646,{"$f":"+U145","v":116.1195927225},{"$f":"IF(D145=\"MAR\",IF((BB145-AJ145)<0,0,BB145-AJ145),IF(D145=\"Cerrada\",IF((BB145-AJ145)<0,0,BB145-AJ145),IF((BB145-AK145)<0,0,BB145-AK145)))","v":51.027840317432563},{"$f":"IF(AG145=0,\"\",IF(AG145-AL145<0,0,AG145-AL145))","v":""},{"$f":"IF(D145=\"MAR\",0,IF(D145=\"Cerrada\",0,AJ145))","v":146.16916313509714},{"$f":"IF(T145-BE145<0,0,T145-BE145)","v":119.00563329990288},{"$f":"IF(D145=\"MAR\",IF(AI145+R145+AJ145=0,\"Infinito\",(I145+U145+AG145)/(AI145+R145)),IF(D145=\"Cerrada\",IF(AI145+R145+AJ145=0,\"Infinito\",(I145+U145+AG145)/(AI145+R145)),IF(AI145+R145+AJ145=0,\"Infinito\",(I145+U145+AG145)/(AI145+R145+AJ145))))","v":1.7839371108014606},{"$f":"IF(BG145<1.4,\"1\", IF(BG145<3,\"2\", IF(BG145<9,\"3\", \"4\")))","v":"2"},{"$f":"IF(BG145<1.4,\"ROJO\", IF(BG145<3,\"AMARILLO\", IF(BG145<9,\"VERDE\", \"AZUL\")))","v":"AMARILLO"},{"$f":"IF(BG145<1.4,\"Déficit\", IF(BG145<3,\"Equilibrio\", IF(BG145<9,\"Disponibilidad\", \"Abundante\")))","v":"Equilibrio"},{"$f":"IF(I145+U145+AG145<=0,0,I145+U145+AG145)","v":270.81071008500004},{"$f":"IF(D145=\"MAR\",AI145+R145,IF(D145=\"Cerrada\",AI145+R145,AI145+R145+AJ145))","v":151.80507678509713},{"$f":"BK145/BL145","v":1.7839371108014606},{"$f":"SUM(BC145:BD145)","v":51.027840317432563}]
[null,null,null,null,null,null,null,null,null,null,null,null,null,null,null,null,null,null,null,null,{"$f":"IF(U147=0,\"\",U147/(SUM($U147:$AG147)))","v":7.3273334185675665E-2},{"$f":"IF(V147=0,\"\",V147/(SUM($U147:$AG147)))","v":0.92672666581432428},"","","","","","","","","","","",1,null,null,null,null,null,{"$f":"IF(U146=0,\"\",U146)","v":7.3273334185675665E-2},0.92672666581432428,"","","","","","","","","","","",1]
["J","J",{"$f":"A147","v":"J"},"K",null,null,null,{"$f":"C29","v":19.556999999999999},{"$f":"T145","v":265.17479643500002},{"$f":"J29","v":0},{"$f":"I29","v":1.4095289600000003},{"$f":"SUM(H147:K147)","v":286.14132539500002},{"$f":"H29","v":7.1266447999999993},{"$f":"L29","v":0},{"$f":"K29","v":0},{"$f":"SUM(M147:O147)","v":7.1266447999999993},{"$f":"+P147","v":7.1266447999999993},{"$f":"M29","v":0},{"$f":"L147-Q147-R147","v":279.01468059500002},{"$f":"IF(S147<0,0,S147)","v":279.01468059500002},{"$f":"K147+H147","v":20.966528959999998},{"$f":"T145","v":265.17479643500002},null,null,null,null,null,null,null,null,null,null,{"$f":"J147","v":0},286.14132539500002,{"$f":"+Q147","v":7.1266447999999993},{"$f":"(AI149+AJ149)*Z148","v":150.59964983149933},{"$f":"(AI147+R147+AJ147)*U146","v":11.557131496402192},{"$f":"IF(AG147>0,(AI147+R147+AJ147)*AG146,\"\")","v":""},{"$f":"SUM(AI147:AK147)","v":169.28342612790152},{"$f":"IF(AN146=\"\",\"\",$AM147*AN146)","v":12.403961054765867},156.87946507313563,"","","","","","","","","","","",169.28342612790149,{"$f":"+U147","v":20.966528959999998},{"$f":"IF(D147=\"MAR\",IF((BB147-AJ147)<0,0,BB147-AJ147),IF(D147=\"Cerrada\",IF((BB147-AJ147)<0,0,BB147-AJ147),IF((BB147-AK147)<0,0,BB147-AK147)))","v":9.4093974635978057},{"$f":"IF(AG147=0,\"\",IF(AG147-AL147<0,0,AG147-AL147))","v":""},{"$f":"IF(D147=\"MAR\",0,IF(D147=\"Cerrada\",0,AJ147))","v":150.59964983149933},{"$f":"IF(T147-BE147<0,0,T147-BE147)","v":128.41503076350068},{"$f":"IF(D147=\"MAR\",IF(AI147+R147+AJ147=0,\"Infinito\",(I147+U147+AG147)/(AI147+R147)),IF(D147=\"Cerrada\",IF(AI147+R147+AJ147=0,\"Infinito\",(I147+U147+AG147)/(AI147+R147)),IF(AI147+R147+AJ147=0,\"Infinito\",(I147+U147+AG147)/(AI147+R147+AJ147))))","v":1.8141637452621362},{"$f":"IF(BG147<1.4,\"1\", IF(BG147<3,\"2\", IF(BG147<9,\"3\", \"4\")))","v":"2"},{"$f":"IF(BG147<1.4,\"ROJO\", IF(BG147<3,\"AMARILLO\", IF(BG147<9,\"VERDE\", \"AZUL\")))","v":"AMARILLO"},{"$f":"IF(BG147<1.4,\"Déficit\", IF(BG147<3,\"Equilibrio\", IF(BG147<9,\"Disponibilidad\", \"Abundante\")))","v":"Equilibrio"},{"$f":"IF(I147+U147+AG147<=0,0,I147+U147+AG147)","v":286.14132539500002},{"$f":"IF(D147=\"MAR\",AI147+R147,IF(D147=\"Cerrada\",AI147+R147,AI147+R147+AJ147))","v":157.72629463149934},{"$f":"BK147/BL147","v":1.8141637452621362},{"$f":"SUM(BC147:BD147)","v":9.4093974635978057}]
[null,null,null,null,null,null,null,null,null,null,null,null,null,null,null,null,null,null,null,null,8.867617256233655E-2,0.61040296803154614,0.23403853246838796,8.5427954957072259E-3,3.2754497433739728E-3,{"$f":"IF(Z149=0,\"\",Z149/(SUM($U149:$AG149)))","v":5.5064081698648168E-2},"","","","","","","",1,null,null,null,null,null,{"$f":"IF(U148=0,\"\",U148)","v":8.867617256233655E-2},0.61040296803154614,0.23403853246838796,8.5427954957072259E-3,3.2754497433739728E-3,5.5064081698648168E-2,"","","","","","","",1]
["K","K",{"$f":"A149","v":"K"},"MAR",null,null,null,{"$f":"C30","v":448.959},{"$f":"S129+S135+S137+S139+S147","v":4617.7602311194996},{"$f":"J30","v":0},{"$f":"I30","v":0.3711840439999996},{"$f":"SUM(H149:K149)","v":5067.0904151634995},{"$f":"H30","v":11.341856360000001},{"$f":"L30","v":0},{"$f":"K30","v":0},{"$f":"SUM(M149:O149)","v":11.341856360000001},{"$f":"+P149","v":11.341856360000001},{"$f":"M30","v":0},{"$f":"L149-Q149-R149","v":5055.7485588034997},{"$f":"IF(S149<0,0,S149)","v":5055.7485588034997},{"$f":"K149+H149","v":449.33018404400002},{"$f":"T129","v":3092.9670286999994},{"$f":"T135","v":1185.8944046495001},{"$f":"T137","v":43.287117174999999},{"$f":"T139","v":16.597000000000001},{"$f":"T147","v":279.01468059500002},null,null,null,null,null,null,{"$f":"J149","v":0},5067.0904151634995,{"$f":"+Q149","v":11.341856360000001},2723.6469999999999,{"$f":"(AI149+AJ149+R149)*U148","v":242.52834378264683},{"$f":"IF(AG149>0,(AI149+R149+AJ149)*AG148,\"\")","v":""},{"$f":"SUM(AI149:AK149)","v":2977.5172001426467},{"$f":"IF(AN148=\"\",\"\",$AM149*AN148)","v":264.03482904717453},1817.4853363320508,696.85375592076844,25.436320525769393,9.7527079490988218,163.95425036778485,"","","","","","","",2977.5172001426472,{"$f":"+U149","v":449.33018404400002},{"$f":"IF(D149=\"MAR\",IF((BB149-AJ149)<0,0,BB149-AJ149),IF(D149=\"Cerrada\",IF((BB149-AJ149)<0,0,BB149-AJ149),IF((BB149-AK149)<0,0,BB149-AK149)))","v":0},{"$f":"IF(AG149=0,\"\",IF(AG149-AL149<0,0,AG149-AL149))","v":""},{"$f":"AJ149","v":2723.6469999999999},{"$f":"IF(T149-BE149<0,0,T149-BE149)","v":2332.1015588034998},{"$f":"IF(D149=\"MAR\",IF(AI149+R149+AJ149=0,\"Infinito\",(I149+U149+AG149)/(AI149+R149)),IF(D149=\"Cerrada\",IF(AI149+R149+AJ149=0,\"Infinito\",(I149+U149+AG149)/(AI149+R149)),IF(AI149+R149+AJ149=0,\"Infinito\",(I149+U149+AG149)/(AI149+R149+AJ149))))","v":446.76023521457284},{"$f":"IF(BG149<1.4,\"1\", IF(BG149<3,\"2\", IF(BG149<9,\"3\", \"4\")))","v":"4"},{"$f":"IF(BG149<1.4,\"ROJO\", IF(BG149<3,\"AMARILLO\", IF(BG149<9,\"VERDE\", \"AZUL\")))","v":"AZUL"},{"$f":"IF(BG149<1.4,\"Déficit\", IF(BG149<3,\"Equilibrio\", IF(BG149<9,\"Disponibilidad\", \"Abundante\")))","v":"Abundante"},{"$f":"IF(I149+U149+AG149<=0,0,I149+U149+AG149)","v":5067.0904151634995},{"$f":"IF(D149=\"MAR\",AI149+R149,IF(D149=\"Cerrada\",AI149+R149,AI149+R149+AJ149))","v":11.341856360000001},{"$f":"BK149/BL149","v":446.76023521457284},{"$f":"BB149-AK149","v":206.80184026135319}]
[]
[]
[null,null,null,null,null,null,null,null,null,null,null,null,null,null,null,null,null,null,null,null,null,null,"Ab =",{"$f":"T149","v":5055.7485588034997},null,"Dxx =",{"$f":"SUM(BC129:BD149)","v":2125.2997185421473}]
[]
[]
["No LINEA","CUENCA O REGION","CONEXION",null,null,null,null,"OFERTA  POTENCIAL",null,null,null,null,"DEMANDA CONSUNTIVA",null,null,null,null,null,null,null,"OFERTA REAL",null,null,null,null,null,null,null,null,null,null,null,null,null,"EXTRACC Y VOLS RESERV PARA A ABAJO",null,null,null,null,null,null,null,null,null,null,null,null,null,null,null,null,null,null,"POR CUENCA PROPIA",null,null,"A LA SAL. DEL C PRINCIPAL",null,"DISPONIBILIDAD RELATIVA",null,null,null,"OFERTA - DEMANDA"]
[null,"HIDROLOGICA","DE ","HACIA",null,null,null,"Cp","Cp A Arriba","Im","R","TOTAL","Uc","Ev","Ex","TOTAL","TOTAL ACUM.","Dv","Ab","Ab","Cp","Ar1","Ar2","Ar3","Ar4","Ar5","Ar6","Ar7","Ar8","Ar9","Ar10","Ar11","Im","TOTAL","Uc","Re1","Re2","RImp","TOTAL","para Cp","para Ar1","para Ar2","para Ar3","para Ar4","para Ar5","para Ar6","para Ar7","para Ar8","para Ar9","para Ar10","para Ar11","para Im","TOTAL","RESERVADO","DISPONIBLE","DImp","RESERVADO","DISPONIBLE","INDICE","CLAVE","COLOR",null,"OFERTA","DEMANDA","Indice"]
["Cuenca Río la Arena"]
[null,null,null,null,null,null,null,null,null,null,null,null,null,null,null,null,null,null,null,null,{"$f":"IF(U159=0,\"\",U159/(SUM($U159:$AG159)))","v":1},{"$f":"IF(V159=0,\"\",V159/(SUM($U159:$AG159)))","v":""},"","","","","","","","","","","",{"$f":"SUM(U158:AG158)","v":1},null,null,null,null,null,{"$f":"IF(U158=0,\"\",U158)","v":1},{"$f":"IF(V158=0,\"\",V158)","v":""},{"$f":"IF(W158=0,\"\",W158)","v":""},{"$f":"IF(X158=0,\"\",X158)","v":""},{"$f":"IF(Y158=0,\"\",Y158)","v":""},"","","","","","",{"$f":"IF(AF158=0,\"\",AF158)","v":""},{"$f":"IF(AG158=0,\"\",AG158)","v":""},{"$f":"SUM(AN158:AZ158)","v":1}]
["A",{"$f":"A159","v":"A"},{"$f":"A159","v":"A"},"D",null,null,null,{"$f":"C31","v":245.83099999999999},null,{"$f":"J31","v":0},{"$f":"I31","v":2.1223155545000001},{"$f":"SUM(H159:K159)","v":247.95331555449999},{"$f":"H31","v":12.17026873},{"$f":"L31","v":0},{"$f":"K31","v":0},{"$f":"SUM(M159:O159)","v":12.17026873},{"$f":"+P159","v":12.17026873},{"$f":"M31","v":0},{"$f":"L159-Q159-R159","v":235.78304682449999},{"$f":"IF(S159<0,0,S159)","v":235.78304682449999},{"$f":"K159+H159","v":247.95331555449999},null,null,null,null,null,null,null,null,null,null,null,{"$f":"J159","v":0},{"$f":"SUM(U159:AG159)","v":247.95331555449999},{"$f":"+Q159","v":12.17026873},{"$f":"(AI161+R161+AJ161)*V160","v":101.12105922082281},{"$f":"AI159+R159+AJ159","v":113.29132795082282},{"$f":"IF(AG159>0,(AI159+R159+AJ159)*AG158,\"\")","v":""},{"$f":"SUM(AI159:AK159)","v":226.58265590164564},{"$f":"IF(AN158=\"\",\"\",$AM159*AN158)","v":226.58265590164564},"","","","","","","","","","","","",{"$f":"SUM(AN159:AZ159)","v":226.58265590164564},{"$f":"+U159","v":247.95331555449999},{"$f":"IF(D159=\"MAR\",IF((BB159-AJ159)<0,0,BB159-AJ159),IF(D159=\"Cerrada\",IF((BB159-AJ159)<0,0,BB159-AJ159),IF((BB159-AK159)<0,0,BB159-AK159)))","v":134.66198760367718},{"$f":"IF(AG159=0,\"\",IF(AG159-AL159<0,0,AG159-AL159))","v":""},{"$f":"IF(D159=\"MAR\",0,IF(D159=\"Cerrada\",0,AJ159))","v":101.12105922082281},{"$f":"IF(T159-BE159<0,0,T159-BE159)","v":134.66198760367718},{"$f":"IF(D159=\"MAR\",IF(AI159+R159+AJ159=0,\"Infinito\",(I159+U159+AG159)/(AI159+R159)),IF(D159=\"Cerrada\",IF(AI159+R159+AJ159=0,\"Infinito\",(I159+U159+AG159)/(AI159+R159)),IF(AI159+R159+AJ159=0,\"Infinito\",(I159+U159+AG159)/(AI159+R159+AJ159))))","v":2.1886345587027707},{"$f":"IF(BG159<1.4,\"1\", IF(BG159<3,\"2\", IF(BG159<9,\"3\", \"4\")))","v":"2"},{"$f":"IF(BG159<1.4,\"ROJO\", IF(BG159<3,\"AMARILLO\", IF(BG159<9,\"VERDE\", \"AZUL\")))","v":"AMARILLO"},{"$f":"IF(BG159<1.4,\"Déficit\", IF(BG159<3,\"Equilibrio\", IF(BG159<9,\"Disponibilidad\", \"Abundante\")))","v":"Equilibrio"},{"$f":"I159+U159+AG159","v":247.95331555449999},{"$f":"IF(D159=\"MAR\",AI159+R159,IF(D159=\"Cerrada\",AI159+R159,AI159+R159+AJ159))","v":113.29132795082282},{"$f":"BK159/BL159","v":2.1886345587027707},{"$f":"SUM(BC159:BD159)","v":134.66198760367718}]
[null,null,null,null,null,null,null,null,null,null,null,null,null,null,null,null,null,null,null,null,{"$f":"IF(U161=0,\"\",U161/(SUM($U161:$AG161)))","v":0.37118082653102125},{"$f":"IF(V161=0,\"\",V161/(SUM($U161:$AG161)))","v":0.62881917346897875},"","","","","","","","","","","",{"$f":"SUM(U160:AG160)","v":1},null,null,null,null,null,{"$f":"IF(U160=0,\"\",U160)","v":0.37118082653102125},0.62881917346897875,"","","","","","","","","","","",{"$f":"SUM(AN160:AZ160)","v":1}]
["B","B",{"$f":"A161","v":"B"},"MAR",null,null,null,{"$f":"C32","v":138.80600000000001},{"$f":"T159","v":235.78304682449999},{"$f":"J32","v":0},{"$f":"I32","v":0.37255863},{"$f":"SUM(H161:K161)","v":374.96160545449999},{"$f":"H32","v":1.8110303999999999},{"$f":"L32","v":0},{"$f":"K32","v":0},{"$f":"SUM(M161:O161)","v":1.8110303999999999},{"$f":"+P161","v":1.8110303999999999},{"$f":"M32","v":0},{"$f":"L161-Q161-R161","v":373.1505750545},{"$f":"IF(S161<0,0,S161)","v":373.1505750545},{"$f":"K161+H161","v":139.17855863},{"$f":"T159","v":235.78304682449999},null,null,null,null,null,null,null,null,null,null,{"$f":"J161","v":0},{"$f":"SUM(U161:AG161)","v":374.96160545449999},{"$f":"+Q161","v":1.8110303999999999},159,{"$f":"(AI161+AJ161+R161)*U160","v":59.689971179177185},{"$f":"IF(AG161>0,(AI161+R161+AJ161)*AG160,\"\")","v":""},{"$f":"SUM(AI161:AK161)","v":220.50100157917717},{"$f":"IF(AN160=\"\",\"\",$AM161*AN160)","v":81.84574401707701},138.65525756210016,"","","","","","","","","","","",{"$f":"SUM(AN161:AZ161)","v":220.50100157917717},{"$f":"+U161","v":139.17855863},{"$f":"IF(D161=\"MAR\",IF((BB161-AJ161)<0,0,BB161-AJ161),IF(D161=\"Cerrada\",IF((BB161-AJ161)<0,0,BB161-AJ161),IF((BB161-AK161)<0,0,BB161-AK161)))","v":0},{"$f":"IF(AG161=0,\"\",IF(AG161-AL161<0,0,AG161-AL161))","v":""},{"$f":"AJ161","v":159},{"$f":"IF(T161-BE161<0,0,T161-BE161)","v":214.1505750545},{"$f":"IF(D161=\"MAR\",IF(AI161+R161+AJ161=0,\"Infinito\",(I161+U161+AG161)/(AI161+R161)),IF(D161=\"Cerrada\",IF(AI161+R161+AJ161=0,\"Infinito\",(I161+U161+AG161)/(AI161+R161)),IF(AI161+R161+AJ161=0,\"Infinito\",(I161+U161+AG161)/(AI161+R161+AJ161))))","v":207.04324204303805},{"$f":"IF(BG161<1.4,\"1\", IF(BG161<3,\"2\", IF(BG161<9,\"3\", \"4\")))","v":"4"},{"$f":"IF(BG161<1.4,\"ROJO\", IF(BG161<3,\"AMARILLO\", IF(BG161<9,\"VERDE\", \"AZUL\")))","v":"AZUL"},{"$f":"IF(BG161<1.4,\"Déficit\", IF(BG161<3,\"Equilibrio\", IF(BG161<9,\"Disponibilidad\", \"Abundante\")))","v":"Abundante"},{"$f":"IF(I161+U161+AG161<=0,0,I161+U161+AG161)","v":374.96160545449999},{"$f":"IF(D161=\"MAR\",AI161+R161,IF(D161=\"Cerrada\",AI161+R161,AI161+R161+AJ161))","v":1.8110303999999999},{"$f":"BK161/BL161","v":207.04324204303805},{"$f":"BB161-AK161","v":79.48858745082282}]
[]
[]
[null,null,null,null,null,null,null,null,null,null,null,null,null,null,null,null,null,null,null,null,null,null,null,null,null,null,null,null,null,null,null,null,null,null,null,null,"Ab =",{"$f":"T161","v":373.1505750545},"Dxx =",{"$f":"SUM(BC159:BD161)","v":134.66198760367718}]
[]
["No LINEA","CUENCA O REGION","CONEXION",null,null,null,null,"OFERTA  POTENCIAL",null,null,null,null,"DEMANDA CONSUNTIVA",null,null,null,null,null,null,null,"OFERTA REAL",null,null,null,null,null,null,null,null,null,null,null,null,null,"EXTRACC Y VOLS RESERV PARA A ABAJO",null,null,null,null,null,null,null,null,null,null,null,null,null,null,null,null,null,null,"POR CUENCA PROPIA",null,null,"A LA SAL. DEL C PRINCIPAL",null,"DISPONIBILIDAD RELATIVA",null,null,null,"OFERTA - DEMANDA"]
[null,"HIDROLOGICA","DE ","HACIA",null,null,null,"Cp","Cp A Arriba","Im","R","TOTAL","Uc","Ev","Ex","TOTAL","TOTAL ACUM.","Dv","Ab","Ab","Cp","Ar1","Ar2","Ar3","Ar4","Ar5","Ar6","Ar7","Ar8","Ar9","Ar10","Ar11","Im","TOTAL","Uc","Re1","Re2","RImp","TOTAL","para Cp","para Ar1","para Ar2","para Ar3","para Ar4","para Ar5","para Ar6","para Ar7","para Ar8","para Ar9","para Ar10","para Ar11","para Im","TOTAL","RESERVADO","DISPONIBLE","DImp","RESERVADO","DISPONIBLE","INDICE","CLAVE","COLOR",null,"OFERTA","DEMANDA","Indice"]
["Cuenca Río Verde"]
[null,null,null,null,null,null,null,null,null,null,null,null,null,null,null,null,null,null,null,null,{"$f":"IF(U170=0,\"\",U170/(SUM($U170:$AG170)))","v":1},{"$f":"IF(V170=0,\"\",V170/(SUM($U170:$AG170)))","v":""},"","","","","","","","","","","",{"$f":"SUM(U169:AG169)","v":1},null,null,null,null,null,{"$f":"IF(U169=0,\"\",U169)","v":1},{"$f":"IF(V169=0,\"\",V169)","v":""},{"$f":"IF(W169=0,\"\",W169)","v":""},{"$f":"IF(X169=0,\"\",X169)","v":""},{"$f":"IF(Y169=0,\"\",Y169)","v":""},"","","","","","",{"$f":"IF(AF169=0,\"\",AF169)","v":""},{"$f":"IF(AG169=0,\"\",AG169)","v":""},{"$f":"SUM(AN169:AZ169)","v":1}]
["A",{"$f":"A170","v":"A"},{"$f":"A170","v":"A"},"B",null,null,null,{"$f":"$C$35","v":137.62},null,{"$f":"J35","v":0},{"$f":"I35","v":4.1571646904999966},{"$f":"SUM(H170:K170)","v":141.7771646905},{"$f":"H35","v":54.00392824},{"$f":"L35","v":0},{"$f":"K35","v":0},{"$f":"SUM(M170:O170)","v":54.00392824},{"$f":"+P170","v":54.00392824},{"$f":"M35","v":0},{"$f":"L170-Q170-R170","v":87.773236450500008},{"$f":"IF(S170<0,0,S170)","v":87.773236450500008},{"$f":"K170+H170","v":141.7771646905},null,null,null,null,null,null,null,null,null,null,null,{"$f":"J170","v":0},141.7771646905,{"$f":"+Q170","v":54.00392824},{"$f":"(AJ172+AI172+R172)*V171","v":55.887938601943382},{"$f":"(AI170+R170+AJ170)*U169","v":109.89186684194338},{"$f":"IF(AG170>0,(AI170+R170+AJ170)*AG169,\"\")","v":""},{"$f":"SUM(AI170:AK170)","v":219.78373368388677},{"$f":"IF(AN169=\"\",\"\",$AM170*AN169)","v":219.78373368388677},"","","","","","","","","","","","",219.78373368388677,{"$f":"+U170","v":141.7771646905},{"$f":"IF(D170=\"MAR\",IF((BB170-AJ170)<0,0,BB170-AJ170),IF(D170=\"Cerrada\",IF((BB170-AJ170)<0,0,BB170-AJ170),IF((BB170-AK170)<0,0,BB170-AK170)))","v":31.885297848556618},{"$f":"IF(AG170=0,\"\",IF(AG170-AL170<0,0,AG170-AL170))","v":""},{"$f":"IF(D170=\"MAR\",0,IF(D170=\"Cerrada\",0,AJ170))","v":55.887938601943382},{"$f":"IF(T170-BE170<0,0,T170-BE170)","v":31.885297848556625},{"$f":"IF(D170=\"MAR\",IF(AI170+R170+AJ170=0,\"Infinito\",(I170+U170+AG170)/(AI170+R170)),IF(D170=\"Cerrada\",IF(AI170+R170+AJ170=0,\"Infinito\",(I170+U170+AG170)/(AI170+R170)),IF(AI170+R170+AJ170=0,\"Infinito\",(I170+U170+AG170)/(AI170+R170+AJ170))))","v":1.2901515714026135},{"$f":"IF(BG170<1.4,\"1\", IF(BG170<3,\"2\", IF(BG170<9,\"3\", \"4\")))","v":"1"},{"$f":"IF(BG170<1.4,\"ROJO\", IF(BG170<3,\"AMARILLO\", IF(BG170<9,\"VERDE\", \"AZUL\")))","v":"ROJO"},{"$f":"IF(BG170<1.4,\"Déficit\", IF(BG170<3,\"Equilibrio\", IF(BG170<9,\"Disponibilidad\", \"Abundante\")))","v":"Déficit"},{"$f":"I170+U170+AG170","v":141.7771646905},{"$f":"IF(D170=\"MAR\",AI170+R170,IF(D170=\"Cerrada\",AI170+R170,AI170+R170+AJ170))","v":109.89186684194338},{"$f":"BK170/BL170","v":1.2901515714026135},{"$f":"SUM(BC170:BD170)","v":31.885297848556618}]
[null,null,null,null,null,null,null,null,null,null,null,null,null,null,null,null,null,null,null,null,{"$f":"IF(U172=0,\"\",U172/(SUM($U172:$AG172)))","v":0.7605933186910161},{"$f":"IF(V172=0,\"\",V172/(SUM($U172:$AG172)))","v":0.23940668130898396},"","","","","","","","","","","",1,null,null,null,null,null,{"$f":"IF(U171=0,\"\",U171)","v":0.7605933186910161},{"$f":"IF(W175=0,\"\",W175)","v":0.60149673194103603},"","","","","","","","","","","",1.3620900506320521]
["B",{"$f":"A172","v":"B"},{"$f":"A172","v":"B"},"D",null,null,null,{"$f":"C36","v":268.02},{"$f":"T170","v":87.773236450500008},{"$f":"J36","v":0},{"$f":"I36","v":10.83494606549999},{"$f":"SUM(H172:K172)","v":366.62818251599998},{"$f":"H36","v":53.590635330000005},{"$f":"L36","v":0},{"$f":"K36","v":0},{"$f":"SUM(M172:O172)","v":53.590635330000005},{"$f":"+P172","v":53.590635330000005},{"$f":"M36","v":0},{"$f":"L172-Q172-R172","v":313.03754718599998},{"$f":"IF(S172<0,0,S172)","v":313.03754718599998},{"$f":"K172+H172","v":278.85494606549997},{"$f":"T170","v":87.773236450500008},null,null,null,null,null,null,null,null,null,null,{"$f":"J172","v":0},366.62818251599998,{"$f":"+Q172","v":53.590635330000005},{"$f":"(AJ176+AI176+R176)*V175","v":179.85288552902347},{"$f":"(AI172+R172+AJ172)*U171","v":177.55558225708009},{"$f":"IF(AG172>0,(AI172+R172+AJ172)*AG171,\"\")","v":""},{"$f":"SUM(AI172:AK172)","v":410.99910311610358},{"$f":"IF(AN171=\"\",\"\",$AM172*AN171)","v":312.60317181810836},247.2146173550332,"","","","","","","","","","","",559.81778917314159,{"$f":"+U172","v":278.85494606549997},{"$f":"IF(D172=\"MAR\",IF((BB172-AJ172)<0,0,BB172-AJ172),IF(D172=\"Cerrada\",IF((BB172-AJ172)<0,0,BB172-AJ172),IF((BB172-AK172)<0,0,BB172-AK172)))","v":101.29936380841988},{"$f":"IF(AG172=0,\"\",IF(AG172-AL172<0,0,AG172-AL172))","v":""},{"$f":"IF(D172=\"MAR\",0,IF(D172=\"Cerrada\",0,AJ172))","v":179.85288552902347},{"$f":"IF(T172-BE172<0,0,T172-BE172)","v":133.18466165697652},{"$f":"IF(D172=\"MAR\",IF(AI172+R172+AJ172=0,\"Infinito\",(I172+U172+AG172)/(AI172+R172)),IF(D172=\"Cerrada\",IF(AI172+R172+AJ172=0,\"Infinito\",(I172+U172+AG172)/(AI172+R172)),IF(AI172+R172+AJ172=0,\"Infinito\",(I172+U172+AG172)/(AI172+R172+AJ172))))","v":1.5705219882174701},{"$f":"IF(BG172<1.4,\"1\", IF(BG172<3,\"2\", IF(BG172<9,\"3\", \"4\")))","v":"2"},{"$f":"IF(BG172<1.4,\"ROJO\", IF(BG172<3,\"AMARILLO\", IF(BG172<9,\"VERDE\", \"AZUL\")))","v":"AMARILLO"},{"$f":"IF(BG172<1.4,\"Déficit\", IF(BG172<3,\"Equilibrio\", IF(BG172<9,\"Disponibilidad\", \"Abundante\")))","v":"Equilibrio"},{"$f":"IF(I172+U172+AG172<=0,0,I172+U172+AG172)","v":366.62818251599998},{"$f":"IF(D172=\"MAR\",AI172+R172,IF(D172=\"Cerrada\",AI172+R172,AI172+R172+AJ172))","v":233.44352085902347},{"$f":"BK172/BL172","v":1.5705219882174701},{"$f":"SUM(BC172:BD172)","v":101.29936380841988}]
[null,null,null,null,null,null,null,null,null,null,null,null,null,null,null,null,null,null,null,null,1,{"$f":"IF(V174=0,\"\",V174/(SUM($U174:$AG174)))","v":""},"","","","","","","","","","","",1,null,null,null,null,null,{"$f":"IF(U173=0,\"\",U173)","v":1},"","","","","","","","","","","","",{"$f":"SUM(AN173:AZ173)","v":1}]
["C",{"$f":"A174","v":"C"},{"$f":"A174","v":"C"},"D",null,null,null,{"$f":"C37","v":3325.357},null,{"$f":"J37","v":0},{"$f":"I37","v":20.316657811000006},{"$f":"SUM(H174:K174)","v":3345.6736578109999},{"$f":"H37","v":84.285914189999801},{"$f":"L37","v":0},{"$f":"K37","v":0},{"$f":"SUM(M174:O174)","v":84.285914189999801},{"$f":"+P174","v":84.285914189999801},{"$f":"M37","v":0},{"$f":"L174-Q174-R174","v":3261.387743621},{"$f":"IF(S174<0,0,S174)","v":3261.387743621},{"$f":"K174+H174","v":3345.6736578109999},null,null,null,null,null,null,null,null,null,null,null,{"$f":"J174","v":0},3345.6736578109999,{"$f":"+Q174","v":84.285914189999801},{"$f":"(AJ176+AI176+R176)*W175","v":1873.8007686046074},{"$f":"(AI174+R174+AJ174)*U173","v":1958.0866827946072},{"$f":"IF(AG174>0,(AI174+R174+AJ174)*AG173,\"\")","v":""},{"$f":"SUM(AI174:AK174)","v":3916.1733655892144},{"$f":"IF(AN173=\"\",\"\",$AM174*AN173)","v":3916.1733655892144},"","","","","","","","","","","","",3916.1733655892144,{"$f":"+U174","v":3345.6736578109999},{"$f":"IF(D174=\"MAR\",IF((BB174-AJ174)<0,0,BB174-AJ174),IF(D174=\"Cerrada\",IF((BB174-AJ174)<0,0,BB174-AJ174),IF((BB174-AK174)<0,0,BB174-AK174)))","v":1387.5869750163927},{"$f":"IF(AG174=0,\"\",IF(AG174-AL174<0,0,AG174-AL174))","v":""},{"$f":"IF(D174=\"MAR\",0,IF(D174=\"Cerrada\",0,AJ174))","v":1873.8007686046074},{"$f":"IF(T174-BE174<0,0,T174-BE174)","v":1387.5869750163927},{"$f":"IF(D174=\"MAR\",IF(AI174+R174+AJ174=0,\"Infinito\",(I174+U174+AG174)/(AI174+R174)),IF(D174=\"Cerrada\",IF(AI174+R174+AJ174=0,\"Infinito\",(I174+U174+AG174)/(AI174+R174)),IF(AI174+R174+AJ174=0,\"Infinito\",(I174+U174+AG174)/(AI174+R174+AJ174))))","v":1.7086443042633894},{"$f":"IF(BG174<1.4,\"1\", IF(BG174<3,\"2\", IF(BG174<9,\"3\", \"4\")))","v":"2"},{"$f":"IF(BG174<1.4,\"ROJO\", IF(BG174<3,\"AMARILLO\", IF(BG174<9,\"VERDE\", \"AZUL\")))","v":"AMARILLO"},{"$f":"IF(BG174<1.4,\"Déficit\", IF(BG174<3,\"Equilibrio\", IF(BG174<9,\"Disponibilidad\", \"Abundante\")))","v":"Equilibrio"},{"$f":"IF(I174+U174+AG174<=0,0,I174+U174+AG174)","v":3345.6736578109999},{"$f":"IF(D174=\"MAR\",AI174+R174,IF(D174=\"Cerrada\",AI174+R174,AI174+R174+AJ174))","v":1958.0866827946072},{"$f":"BK174/BL174","v":1.7086443042633894},{"$f":"SUM(BC174:BD174)","v":1387.5869750163927}]
[null,null,null,null,null,null,null,null,null,null,null,null,null,null,null,null,null,null,null,null,0.34076985013725292,5.7733417921710883E-2,{"$f":"IF(W176=0,\"\",W176/(SUM(U176:AG176)))","v":0.60149673194103603},null,"","","","","","","","","",0.99999999999999978,null,null,null,null,null,{"$f":"IF(U175=0,\"\",U175)","v":0.34076985013725292},{"$f":"IF(V175=0,\"\",V175)","v":5.7733417921710883E-2},{"$f":"IF(W175=0,\"\",W175)","v":0.60149673194103603},"","","","","","","","","","",0.99999999999999978]
["D","D",{"$f":"A176","v":"D"},"E",null,null,null,{"$f":"C38","v":1811.0060000000001},{"$f":"T174+T172","v":3574.4252908070002},{"$f":"J38","v":0},{"$f":"I38","v":36.689180399000008},{"$f":"SUM(H176:K176)","v":5422.1204712060007},{"$f":"H38","v":67.730806909999998},{"$f":"L38","v":0},{"$f":"K38","v":0},{"$f":"SUM(M176:O176)","v":67.730806909999998},{"$f":"+P176","v":67.730806909999998},{"$f":"M38","v":0},{"$f":"L176-Q176-R176","v":5354.3896642960008},{"$f":"IF(S176<0,0,S176)","v":5354.3896642960008},{"$f":"K176+H176","v":1847.695180399},{"$f":"T172","v":313.03754718599998},{"$f":"T174","v":3261.387743621},null,null,null,null,null,null,null,null,null,{"$f":"J176","v":0},5422.1204712060007,{"$f":"+Q176","v":67.730806909999998},{"$f":"(AI178+R178+AJ178)*V177","v":3047.4993665904167},{"$f":"(AI176+R176+AJ176)*U175","v":1061.5765193667853},{"$f":"IF(AG176>0,(AI176+R176+AJ176)*AG175,\"\")","v":""},{"$f":"SUM(AI176:AK176)","v":4176.8066928672015},{"$f":"IF(AN175=\"\",\"\",$AM176*AN175)","v":1423.3297907806311},241.14132637750126,{"$f":"IF(AP175=\"\",\"\",$AM176*AP175)","v":2512.3355757090685},"","","","","","","","","","",4176.8066928672006,{"$f":"+U176","v":1847.695180399},{"$f":"IF(D176=\"MAR\",IF((BB176-AJ176)<0,0,BB176-AJ176),IF(D176=\"Cerrada\",IF((BB176-AJ176)<0,0,BB176-AJ176),IF((BB176-AK176)<0,0,BB176-AK176)))","v":786.11866103221473},{"$f":"IF(AG176=0,\"\",IF(AG176-AL176<0,0,AG176-AL176))","v":""},{"$f":"IF(D176=\"MAR\",0,IF(D176=\"Cerrada\",0,AJ176))","v":3047.4993665904167},{"$f":"IF(T176-BE176<0,0,T176-BE176)","v":2306.8902977055841},{"$f":"IF(D176=\"MAR\",IF(AI176+R176+AJ176=0,\"Infinito\",(I176+U176+AG176)/(AI176+R176)),IF(D176=\"Cerrada\",IF(AI176+R176+AJ176=0,\"Infinito\",(I176+U176+AG176)/(AI176+R176)),IF(AI176+R176+AJ176=0,\"Infinito\",(I176+U176+AG176)/(AI176+R176+AJ176))))","v":1.74052001592982},{"$f":"IF(BG176<1.4,\"1\", IF(BG176<3,\"2\", IF(BG176<9,\"3\", \"4\")))","v":"2"},{"$f":"IF(BG176<1.4,\"ROJO\", IF(BG176<3,\"AMARILLO\", IF(BG176<9,\"VERDE\", \"AZUL\")))","v":"AMARILLO"},{"$f":"IF(BG176<1.4,\"Déficit\", IF(BG176<3,\"Equilibrio\", IF(BG176<9,\"Disponibilidad\", \"Abundante\")))","v":"Equilibrio"},{"$f":"IF(I176+U176+AG176<=0,0,I176+U176+AG176)","v":5422.1204712060007},{"$f":"IF(D176=\"MAR\",AI176+R176,IF(D176=\"Cerrada\",AI176+R176,AI176+R176+AJ176))","v":3115.2301735004166},{"$f":"BK176/BL176","v":1.74052001592982},{"$f":"SUM(BC176:BD176)","v":786.11866103221473}]
[null,null,null,null,null,null,null,null,null,null,null,null,null,null,null,null,null,null,null,null,8.0819627494769619E-2,0.91918037250523033,"","","","","","","","","","","",1,null,null,null,null,null,{"$f":"IF(U177=0,\"\",U177)","v":8.0819627494769619E-2},0.91918037250523033,"","","","","","","","","","","",1]
["E","E",{"$f":"A178","v":"E"},"MAR",null,null,null,{"$f":"C39","v":463.51},{"$f":"T176","v":5354.3896642960008},{"$f":"J39","v":0},{"$f":"I39","v":7.2787494929999976},{"$f":"SUM(H178:K178)","v":5825.1784137890008},{"$f":"H39","v":33.853046810000002},{"$f":"L39","v":0},{"$f":"K39","v":11.6},{"$f":"SUM(M178:O178)","v":45.453046810000004},{"$f":"+P178","v":45.453046810000004},{"$f":"M39","v":0},{"$f":"L178-Q178-R178","v":5779.7253669790007},{"$f":"IF(S178<0,0,S178)","v":5779.7253669790007},{"$f":"K178+H178","v":470.78874949300001},{"$f":"T176","v":5354.3896642960008},null,null,null,null,null,null,null,null,null,null,{"$f":"J178","v":0},5825.1784137890008,{"$f":"+Q178","v":45.453046810000004},3270,{"$f":"(AI178+AJ178+R178)*U177","v":267.95368021958319},{"$f":"IF(AG178>0,(AI178+R178+AJ178)*AG177,\"\")","v":""},{"$f":"SUM(AI178:AK178)","v":3583.4067270295832},{"$f":"IF(AN177=\"\",\"\",$AM178*AN177)","v":289.6095968407825},3293.7971301888006,"","","","","","","","","","","",3583.4067270295832,{"$f":"+U178","v":470.78874949300001},{"$f":"IF(D178=\"MAR\",IF((BB178-AJ178)<0,0,BB178-AJ178),IF(D178=\"Cerrada\",IF((BB178-AJ178)<0,0,BB178-AJ178),IF((BB178-AK178)<0,0,BB178-AK178)))","v":0},{"$f":"IF(AG178=0,\"\",IF(AG178-AL178<0,0,AG178-AL178))","v":""},{"$f":"AJ178","v":3270},{"$f":"IF(T178-BE178<0,0,T178-BE178)","v":2509.7253669790007},{"$f":"IF(D178=\"MAR\",IF(AI178+R178+AJ178=0,\"Infinito\",(I178+U178+AG178)/(AI178+R178)),IF(D178=\"Cerrada\",IF(AI178+R178+AJ178=0,\"Infinito\",(I178+U178+AG178)/(AI178+R178)),IF(AI178+R178+AJ178=0,\"Infinito\",(I178+U178+AG178)/(AI178+R178+AJ178))))","v":128.15815050064847},{"$f":"IF(BG178<1.4,\"1\", IF(BG178<3,\"2\", IF(BG178<9,\"3\", \"4\")))","v":"4"},{"$f":"IF(BG178<1.4,\"ROJO\", IF(BG178<3,\"AMARILLO\", IF(BG178<9,\"VERDE\", \"AZUL\")))","v":"AZUL"},{"$f":"IF(BG178<1.4,\"Déficit\", IF(BG178<3,\"Equilibrio\", IF(BG178<9,\"Disponibilidad\", \"Abundante\")))","v":"Abundante"},{"$f":"IF(I178+U178+AG178<=0,0,I178+U178+AG178)","v":5825.1784137890008},{"$f":"IF(D178=\"MAR\",AI178+R178,IF(D178=\"Cerrada\",AI178+R178,AI178+R178+AJ178))","v":45.453046810000004},{"$f":"BK178/BL178","v":128.15815050064847},{"$f":"BB178-AK178","v":202.83506927341682}]
[]
[]
[null,null,null,null,null,null,null,null,null,null,null,null,null,null,null,null,null,null,null,null,null,null,null,null,null,null,null,null,null,null,null,null,null,null,null,null,null,null,null,null,null,null,null,null,null,null,null,null,null,null,null,null,null,"Dxx =",{"$f":"SUM(BC170:BD178)","v":2306.8902977055841}]
[null,null,null,null,null,null,null,null,null,null,null,null,null,null,null,null,null,null,null,null,null,null,null,null,null,null,null,null,null,null,null,null,null,null,null,null,null,null,null,null,null,null,null,null,null,null,null,null,null,null,null,null,null,"Ab =",{"$f":"T178","v":5779.7253669790007}]
[]
[]
[]
[]
[]
[]
[]
[]
[]
[]
[]
[]
[]
[]
[]
[]
[]
[]
[]
[]
[]
[]
[]
[]
[]
[]
[]
[]
[]
[]
[]
[]
[]
[]
[]
[]
[]
[]
[]
[]
[]
[]
[]
[]
[]
[]
[]
[]
[]
[]
[]
[]
[]
[]
[]
[]
[]
[]
[]
[]
[]
[]
[]
[]
[]
[]
[]
[]
[]
[]
[]
[]
[]
[]
[]
[]
[]
[null,null,null,null,null,null,null,null,null,null,null,null,null,null,null,null,null,null,null,null,null,null,null,null,null,null,null,null,null,null,null,null,null,null,null,858.24300000000005]
[]
[]
[]
[]
[]
[]
[]
[]
[]
[]
[]
[]
[null,null,null,null,null,null,null,null,null,null,null,null,null,null,null,null,null,null,null,null,null,null,null,null,null,null,null,null,null,null,null,null,null,null,null,255.31700000000001]
[]
[]
[]
[]
[]
[]
[]
[]
[]
[]
[]
[]
[]
[]
[]
[]
[]
[]
[]
[]
[]
[]
[]
[]
[]
[]
[]
[]
[]
[]
[]
[]
[]
[]
[]
[]
[]
[]
[]
[]
[null,null,null,null,null,null,null,null,null,null,null,null,null,null,null,null,null,null,null,null,null,null,null,null,null,null,null,null,null,null,null,null,null,null,null,2723.6469999999999]
[]
[]
[]
[]
[]
[]
[]
[]
[]
[]
[]
[null,null,null,null,null,null,null,null,null,null,null,null,null,null,null,null,null,null,null,null,null,null,null,null,null,null,null,null,null,null,null,null,null,null,null,159]
[]
[]
[]
[]
[]
[]
[]
[]
[]
[]
[]
[]
[]
[]
[]
[]
[null,null,null,null,null,null,null,null,null,null,null,null,null,null,null,null,null,null,null,null,null,null,null,null,null,null,null,null,null,null,null,null,null,null,null,3270]

{"sheet":"RH-21","index":20,"n_rows":137,"n_cols":66,"rows_kept":137,"cut":false,"hidden":false,"merged":[[1,1,1,12],[2,1,2,12],[3,1,3,12],[4,0,4,14]]}
[]
[null,"GERENCIA DE AGUAS SUPERFICIALES E INGENIERÍA DE RÍOS"]
[null,"REGION HIDROLOGICA No 21 "]
[null,"COSTA DE OAXACA "]
[]
[]
["Cuenca","Nombre","Cp","Ar","Uc (a)","Uc (b)","Uc (c)","Uc","R","Im","Ex","Ab","Rxy","Ab - Rxy","D",null,"ECUACIONES"]
[1,"Río San Francisco",154.29400000000001,0,11.781643040000001,0.319776,0,{"$f":"E8+F8+G8","v":12.10141904},0.33060328,11.6,0,{"$f":"C8+D8+I8+J8-H8-K8","v":154.12318424},0,{"$f":"L8-M8","v":154.12318424},{"$f":"N8","v":154.12318424}]
[2,"Río Grande",121.24,0,0.66634959999999999,7.6650000000000004E-4,0,{"$f":"E9+F9+G9","v":0.66711609999999999},0.22929111499999999,0,0,{"$f":"C9+D9+I9+J9-H9-K9","v":120.80217501499999},0,{"$f":"L9-M9","v":120.80217501499999},{"$f":"N9","v":120.80217501499999},null,"Ab = Cp + Ar + R + Im - (Uc(a) + Uc(b) + Uc(c)  + Ex )"]
[3,"Río Minialtepec",211.33799999999999,0,3.5470120600000037,1.25925E-2,0,3.5596045600000035,1.5152686809999969,0,0,209.29366412100001,0,{"$f":"L10-M10","v":209.29366412100001},209.29366412100001,null,"D = Ab - Rxy"]
[4,"Río Colotepec 1",419.61599999999999,{"$f":"$I$62","v":0},4.2317901600000001,3.8782619999999997E-2,0,4.2705727800000002,2.4620789980000022,0,0,417.80750621799996,{"$f":"$BE$62","v":0.45893795721591657},{"$f":"L11-M11","v":417.34856826078402},417.34856826078402]
[5,"Río Colotepec 2",44.384,{"$f":"$I$64","v":417.80750621799996},0.50784452000000002,0,0,0.50784452000000002,0.139510669,0,0,461.82317236699998,{"$f":"$BE$64","v":0},461.82317236699998,461.82317236699998,null,"SIMBOLOGIA"]
[6,"Río Cozoaltepec 1",42.997,{"$f":"$I$74","v":0},0.84950647999999995,0,0,0.84950647999999995,0.46301153649999999,0,0,42.610505056499996,{"$f":"$BE$74","v":5.8455509632064376E-2},42.552049546867934,42.552049546867934]
[7,"Río Cozoaltepec 2",15.776,{"$f":"$I$76","v":42.610505056499996},8.0192639999999996E-2,0,0,8.0192639999999996E-2,6.9043679999999996E-2,0,0,58.375356096499999,{"$f":"$BE$76","v":0},58.375356096499999,58.375356096499999,null,"Cp.- Volumen medio anual de escurrimiento natural "]
[8,"Río Tonameca 1",284.75200000000001,{"$f":"$I$86","v":0},2.5425136300000002,6.5610990000000008E-2,0,2.6081246200000003,1.5948533520000006,0,0,283.73872873199997,{"$f":"$BE$86","v":0.13449609762268727},283.6042326343773,283.6042326343773,null,"Ar.- Volumen medio anual de escurrimiento desde la cuenca aguas arriba"]
[9,"Río Tonameca 2",46.335999999999999,{"$f":"$I$88","v":283.73872873199997},0.1565,0,0,0.1565,8.4375000000000006E-2,0,0,330.00260373200001,{"$f":"$BE$88","v":0},330.00260373200001,330.00260373200001,null,"Uc (a).- Volumen anual de extracción de agua superficial mediante títulos inscritos actualmente en el REPDA"]
[10,"Río Copalita 1",570.274,{"$f":"$I$97","v":0},3.6131262799999999,1.5E-3,0,3.61462628,2.0992987779999988,0,0,568.75867249800001,{"$f":"$BE$98","v":0.91164613028729835},567.84702636771272,567.84702636771272,null,"Uc (b).- Volumen anual de extracción de agua superficial de títulos en proceso de inscripción en el REPDA"]
[11,"Río Copalita 2",63.874000000000002,{"$f":"$I$100","v":568.75867249800001},1.0151611300000001,0,0,1.0151611300000001,0.70703848000000002,0,0,632.32454984800006,{"$f":"$BE$100","v":0},632.32454984800006,632.32454984800006,null,"Uc (c).- Volumen anual correspondiente a las reservas y las zonas reglamentadas"]
[12,"Río Coyula",161.23400000000001,0,1.39814255,0,0,1.39814255,0.84846935000000001,0,0,160.68432680000001,0,160.68432680000001,160.68432680000001,null,"R.- Volumen anual de retornos"]
[13,"Río Zimatán 1",46.69,{"$f":"$I$110","v":0},5.608225E-2,0,0,5.608225E-2,4.20616875E-2,0,0,46.675979437499997,{"$f":"$BE$110","v":1.6745938454879702E-2},46.659233499045115,46.659233499045115,null,"Im.- Volumen anual de importaciones"]
[14,"Río Zimatán 2",40.682000000000002,{"$f":"$I$112","v":46.675979437499997},3.1345999999999999E-2,0,0,3.1345999999999999E-2,1.27735E-2,0,0,87.339406937500002,{"$f":"$BE$112","v":0},87.339406937500002,87.339406937500002,null,"Ex.- Volumen anual de exportaciones"]
[15,"Río Ayuta 1",25.54,{"$f":"$I$121","v":0},0,0,0,0,0,0,0,25.54,{"$f":"$BE$121","v":0},25.54,25.54,null,"Ab.- Volumen medio anual de escurrimiento de la cuenca hacia aguas abajo "]
[16,"Río Ayuta 2",49.622999999999998,{"$f":"$I$123","v":25.54},0,0,0,0,0,0,0,75.162999999999997,{"$f":"$BE$123","v":0},75.162999999999997,75.162999999999997,null,"Rxy.- Volumen anual actual comprometido aguas abajo y volumenes decretados para reservas medio ambiente"]
[17,"Río Astata 1",28.655000000000001,{"$f":"$I$132","v":0},0.98673860000000002,0,0,0.98673860000000002,0.61009354999999998,0,0,28.278354950000001,{"$f":"$BE$132","v":9.126568513381389E-2},28.187089264866188,28.187089264866188,null,"D.- Disponibilidad media anual de agua superficial en la cuenca hidrológica "]
[18,"Río Astata 2",63.125999999999998,{"$f":"$I$134","v":28.278354950000001},0.29568833999999999,0,0,0.29568833999999999,0.21364825500000001,0,0,91.322314864999996,{"$f":"$BE$134","v":0},91.322314864999996,91.322314864999996]
[19,"Río Mazatán",148.10599999999999,0,3.0128749999999999E-2,0,0,3.0128749999999999E-2,2.1546562500000001E-2,0,0,148.0974178125,0,148.0974178125,148.0974178125]
[null,"Totales",{"$f":"SUM(C8:C26)","v":2538.5370000000003},null,{"$f":"SUM(E8:E26)","v":31.789766029999999},0.43902860999999999,0,32.228794640000004,11.442966474499997,11.6,0,null,null,{"$f":"N8+N9+N10+N12+N14+N16+N18+N19+N21+N23+N25+N26","v":2529.3511718344998},{"$f":"O8+O9+O10+O12+O14+O16+O18+O19+O21+O23+O25+O26","v":2529.3511718344998}]
["* Valores  en millones de metros cúbicos"]
[]
[]
[]
[]
[]
[]
[]
[]
[]
[]
[]
[]
[]
[]
[]
[]
[]
[]
[]
[]
[]
[]
[]
[]
[]
[]
[]
[]
[]
["No LINEA","CUENCA O REGION","CONEXION",null,null,null,null,"OFERTA  POTENCIAL",null,null,null,null,"DEMANDA CONSUNTIVA",null,null,null,null,null,null,null,"OFERTA REAL",null,null,null,null,null,null,null,null,null,null,null,null,null,"EXTRACC Y VOLS RESERV PARA A ABAJO",null,null,null,null,null,null,null,null,null,null,null,null,null,null,null,null,null,null,"POR CUENCA PROPIA",null,null,"A LA SAL. DEL C PRINCIPAL",null,"DISPONIBILIDAD RELATIVA",null,null,null,"OFERTA - DEMANDA"]
[null,"HIDROLOGICA","DE ","HACIA",null,null,null,"Cp","Cp A Arriba","Im","R","TOTAL","Uc","Ev","Ex","TOTAL","TOTAL ACUM.","Dv","Ab","Ab","Cp","Ar1","Ar2","Ar3","Ar4","Ar5","Ar6","Ar7","Ar8","Ar9","Ar10","Ar11","Im","TOTAL","Uc","Re1","Re2","RImp","TOTAL","para Cp","para Ar1","para Ar2","para Ar3","para Ar4","para Ar5","para Ar6","para Ar7","para Ar8","para Ar9","para Ar10","para Ar11","para Im","TOTAL","RESERVADO","DISPONIBLE","DImp","RESERVADO","DISPONIBLE","INDICE","CLAVE","COLOR",null,"OFERTA","DEMANDA","Indice"]
["Cuenca Río Matape"]
[null,null,null,null,null,null,null,null,null,null,null,null,null,null,null,null,null,null,null,null,{"$f":"IF(U62=0,\"\",U62/(SUM($U62:$AG62)))","v":1},"","","","","","","","","","","","",{"$f":"SUM(U61:AG61)","v":1},null,null,null,null,null,{"$f":"IF(U61=0,\"\",U61)","v":1},{"$f":"IF(V61=0,\"\",V61)","v":""},{"$f":"IF(W61=0,\"\",W61)","v":""},{"$f":"IF(X61=0,\"\",X61)","v":""},{"$f":"IF(Y61=0,\"\",Y61)","v":""},"","","","","","",{"$f":"IF(AF61=0,\"\",AF61)","v":""},{"$f":"IF(AG61=0,\"\",AG61)","v":""},{"$f":"SUM(AN61:AZ61)","v":1}]
["A",{"$f":"A62","v":"A"},{"$f":"A62","v":"A"},"B",null,null,null,{"$f":"C11","v":419.61599999999999},null,{"$f":"J11","v":0},{"$f":"I11","v":2.4620789980000022},{"$f":"SUM(H62:K62)","v":422.07807899799997},{"$f":"H11","v":4.2705727800000002},0,{"$f":"K11","v":0},{"$f":"SUM(M62:O62)","v":4.2705727800000002},{"$f":"+P62","v":4.2705727800000002},0,{"$f":"L62-Q62-R62","v":417.80750621799996},{"$f":"IF(S62<0,0,S62)","v":417.80750621799996},{"$f":"K62+H62","v":422.07807899799997},null,null,null,null,null,null,null,null,null,null,null,{"$f":"J62","v":0},{"$f":"SUM(U62:AG62)","v":422.07807899799997},{"$f":"+Q62","v":4.2705727800000002},{"$f":"(AI64+R64)*V63","v":0.45893795721591657},{"$f":"AI62+R62+AJ62","v":4.7295107372159171},{"$f":"IF(AG62>0,(AI62+R62+AJ62)*AG61,\"\")","v":""},{"$f":"SUM(AI62:AK62)","v":9.4590214744318342},{"$f":"IF(AN61=\"\",\"\",$AM62*AN61)","v":9.4590214744318342},"","","","","","","","","","","","",{"$f":"SUM(AN62:AZ62)","v":9.4590214744318342},{"$f":"+U62","v":422.07807899799997},{"$f":"IF(D62=\"MAR\",IF((BB62-AJ62)<0,0,BB62-AJ62),IF(D62=\"Cerrada\",IF((BB62-AJ62)<0,0,BB62-AJ62),IF((BB62-AK62)<0,0,BB62-AK62)))","v":417.34856826078408},{"$f":"IF(AG62=0,\"\",IF(AG62-AL62<0,0,AG62-AL62))","v":""},{"$f":"IF(D62=\"MAR\",0,IF(D62=\"Cerrada\",0,AJ62))","v":0.45893795721591657},{"$f":"IF(T62-BE62<0,0,T62-BE62)","v":417.34856826078402},{"$f":"IF(D62=\"MAR\",IF(AI62+R62+AJ62=0,\"Infinito\",(I62+U62+AG62)/(AI62+R62)),IF(D62=\"Cerrada\",IF(AI62+R62+AJ62=0,\"Infinito\",(I62+U62+AG62)/(AI62+R62)),IF(AI62+R62+AJ62=0,\"Infinito\",(I62+U62+AG62)/(AI62+R62+AJ62))))","v":89.243497361518052},{"$f":"IF(BG62<1.4,\"1\", IF(BG62<3,\"2\", IF(BG62<9,\"3\", \"4\")))","v":"4"},{"$f":"IF(BG62<1.4,\"ROJO\", IF(BG62<3,\"AMARILLO\", IF(BG62<9,\"VERDE\", \"AZUL\")))","v":"AZUL"},{"$f":"IF(BG62<1.4,\"Déficit\", IF(BG62<3,\"Equilibrio\", IF(BG62<9,\"Disponibilidad\", \"Abundante\")))","v":"Abundante"},{"$f":"I62+U62+AG62","v":422.07807899799997},{"$f":"IF(D62=\"MAR\",AI62+R62,IF(D62=\"Cerrada\",AI62+R62,AI62+R62+AJ62))","v":4.7295107372159171},{"$f":"BK62/BL62","v":89.243497361518052},{"$f":"IF(BM62-BG62=0,\"\",\"CHECAR\")","v":""}]
[null,null,null,null,null,null,null,null,null,null,null,null,null,null,null,null,null,null,null,null,{"$f":"IF(U64=0,\"\",U64/(SUM($U64:$AG64)))","v":9.6302235936470082E-2},0.90369776406352986,"","","","","","","","","","","",{"$f":"SUM(U63:AG63)","v":1},null,null,null,null,null,{"$f":"IF(U63=0,\"\",U63)","v":9.6302235936470082E-2},0.90369776406352986,"","","","","","","","","","","",{"$f":"SUM(AN63:AZ63)","v":1}]
["B",{"$f":"A64","v":"B"},{"$f":"A64","v":"B"},"MAR",null,null,null,{"$f":"C12","v":44.384},{"$f":"T62","v":417.80750621799996},{"$f":"J14","v":0},{"$f":"I12","v":0.139510669},{"$f":"SUM(H64:K64)","v":462.33101688699998},{"$f":"H12","v":0.50784452000000002},0,{"$f":"K12","v":0},{"$f":"SUM(M64:O64)","v":0.50784452000000002},{"$f":"+P64","v":0.50784452000000002},0,{"$f":"L64-Q64-R64","v":461.82317236699998},{"$f":"IF(S64<0,0,S64)","v":461.82317236699998},{"$f":"K64+H64","v":44.523510669000004},{"$f":"T62","v":417.80750621799996},null,null,null,null,null,null,null,null,null,null,{"$f":"J64","v":0},{"$f":"SUM(U64:AG64)","v":462.33101688699998},{"$f":"+Q64","v":0.50784452000000002},{"$f":"(AI64+R64)*U63","v":4.8906562784083403E-2},null,{"$f":"IF(AG64>0,(AI64+R64)*AG63,\"\")","v":""},{"$f":"SUM(AI64:AK64)","v":0.55675108278408347},{"$f":"IF(AN63=\"\",\"\",$AM64*AN63)","v":5.3616374132157994E-2},0.50313470865192544,"","","","","","","","","","","",{"$f":"SUM(AN64:AZ64)","v":0.55675108278408347},{"$f":"+U64","v":44.523510669000004},{"$f":"IF(D64=\"MAR\",IF((BB64-AJ64)<0,0,BB64-AJ64),IF(D64=\"Cerrada\",IF((BB64-AJ64)<0,0,BB64-AJ64),IF((BB64-AK64)<0,0,BB64-AK64)))","v":44.474604106215921},{"$f":"IF(AG64=0,\"\",IF(AG64-AL64<0,0,AG64-AL64))","v":""},{"$f":"IF(D64=\"MAR\",0,IF(D64=\"Cerrada\",0,AJ64))","v":0},{"$f":"IF(T64-BE64<0,0,T64-BE64)","v":461.82317236699998},{"$f":"IF(D64=\"MAR\",IF(AI64+R64+AJ64=0,\"Infinito\",(I64+U64+AG64)/(AI64+R64)),IF(D64=\"Cerrada\",IF(AI64+R64+AJ64=0,\"Infinito\",(I64+U64+AG64)/(AI64+R64)),IF(AI64+R64+AJ64=0,\"Infinito\",(I64+U64+AG64)/(AI64+R64+AJ64))))","v":910.37906028207203},{"$f":"IF(BG64<1.4,\"1\", IF(BG64<3,\"2\", IF(BG64<9,\"3\", \"4\")))","v":"4"},{"$f":"IF(BG64<1.4,\"ROJO\", IF(BG64<3,\"AMARILLO\", IF(BG64<9,\"VERDE\", \"AZUL\")))","v":"AZUL"},{"$f":"IF(BG64<1.4,\"Déficit\", IF(BG64<3,\"Equilibrio\", IF(BG64<9,\"Disponibilidad\", \"Abundante\")))","v":"Abundante"},{"$f":"IF(I64+U64+AG64<=0,0,I64+U64+AG64)","v":462.33101688699998},{"$f":"IF(D64=\"MAR\",AI64+R64,IF(D64=\"Cerrada\",AI64+R64,AI64+R64+AJ64))","v":0.50784452000000002},{"$f":"BK64/BL64","v":910.37906028207203},{"$f":"IF(BM64-BG64=0,\"\",\"CHECAR\")","v":""}]
[]
[null,null,null,null,null,null,null,null,null,null,null,null,null,null,null,null,null,null,null,null,null,null,null,null,null,null,null,null,null,null,null,null,null,null,null,null,null,"Comprobación  ",null,null,null,null,null,null,null,null,null,null,null,null,null,null,null,"SDxx   ",null,null,"Ab   "]
[null,null,null,null,null,null,null,null,null,null,null,null,null,null,null,null,null,null,null,null,null,null,null,null,null,null,null,null,null,null,null,null,null,null,null,null,null,null,null,null,null,null,null,null,null,null,null,null,null,null,null,null,null,{"$f":"SUM(BC62:BD64)","v":461.82317236699998},"Mm3",null,{"$f":"T64","v":461.82317236699998},"Mm3"]
[]
[]
["No LINEA","CUENCA O REGION","CONEXION",null,null,null,null,"OFERTA  POTENCIAL",null,null,null,null,"DEMANDA CONSUNTIVA",null,null,null,null,null,null,null,"OFERTA REAL",null,null,null,null,null,null,null,null,null,null,null,null,null,"EXTRACC Y VOLS RESERV PARA A ABAJO",null,null,null,null,null,null,null,null,null,null,null,null,null,null,null,null,null,null,"POR CUENCA PROPIA",null,null,"A LA SAL. DEL C PRINCIPAL",null,"DISPONIBILIDAD RELATIVA",null,null,null,"OFERTA - DEMANDA"]
[null,"HIDROLOGICA","DE ","HACIA",null,null,null,"Cp","Cp A Arriba","Im","R","TOTAL","Uc","Ev","Ex","TOTAL","TOTAL ACUM.","Dv","Ab","Ab","Cp","Ar1","Ar2","Ar3","Ar4","Ar5","Ar6","Ar7","Ar8","Ar9","Ar10","Ar11","Im","TOTAL","Uc","Re1","Re2","RImp","TOTAL","para Cp","para Ar1","para Ar2","para Ar3","para Ar4","para Ar5","para Ar6","para Ar7","para Ar8","para Ar9","para Ar10","para Ar11","para Im","TOTAL","RESERVADO","DISPONIBLE","DImp","RESERVADO","DISPONIBLE","INDICE","CLAVE","COLOR",null,"OFERTA","DEMANDA","Indice"]
["Cuenca Río Matape"]
[null,null,null,null,null,null,null,null,null,null,null,null,null,null,null,null,null,null,null,null,{"$f":"IF(U74=0,\"\",U74/(SUM($U74:$AG74)))","v":1},"","","","","","","","","","","","",{"$f":"SUM(U73:AG73)","v":1},null,null,null,null,null,{"$f":"IF(U73=0,\"\",U73)","v":1},{"$f":"IF(V73=0,\"\",V73)","v":""},{"$f":"IF(W73=0,\"\",W73)","v":""},{"$f":"IF(X73=0,\"\",X73)","v":""},{"$f":"IF(Y73=0,\"\",Y73)","v":""},"","","","","","",{"$f":"IF(AF73=0,\"\",AF73)","v":""},{"$f":"IF(AG73=0,\"\",AG73)","v":""},{"$f":"SUM(AN73:AZ73)","v":1}]
["A",{"$f":"A74","v":"A"},{"$f":"A74","v":"A"},"B",null,null,null,{"$f":"C13","v":42.997},null,{"$f":"J13","v":0},{"$f":"I13","v":0.46301153649999999},{"$f":"SUM(H74:K74)","v":43.460011536499998},{"$f":"H13","v":0.84950647999999995},0,{"$f":"K13","v":0},{"$f":"SUM(M74:O74)","v":0.84950647999999995},{"$f":"+P74","v":0.84950647999999995},0,{"$f":"L74-Q74-R74","v":42.610505056499996},{"$f":"IF(S74<0,0,S74)","v":42.610505056499996},{"$f":"K74+H74","v":43.460011536499998},null,null,null,null,null,null,null,null,null,null,null,{"$f":"J74","v":0},{"$f":"SUM(U74:AG74)","v":43.460011536499998},{"$f":"+Q74","v":0.84950647999999995},{"$f":"(AI76+R76)*V75","v":5.8455509632064376E-2},{"$f":"AI74+R74+AJ74","v":0.90796198963206431},{"$f":"IF(AG74>0,(AI74+R74+AJ74)*AG73,\"\")","v":""},{"$f":"SUM(AI74:AK74)","v":1.8159239792641286},{"$f":"IF(AN73=\"\",\"\",$AM74*AN73)","v":1.8159239792641286},"","","","","","","","","","","","",{"$f":"SUM(AN74:AZ74)","v":1.8159239792641286},{"$f":"+U74","v":43.460011536499998},{"$f":"IF(D74=\"MAR\",IF((BB74-AJ74)<0,0,BB74-AJ74),IF(D74=\"Cerrada\",IF((BB74-AJ74)<0,0,BB74-AJ74),IF((BB74-AK74)<0,0,BB74-AK74)))","v":42.552049546867934},{"$f":"IF(AG74=0,\"\",IF(AG74-AL74<0,0,AG74-AL74))","v":""},{"$f":"IF(D74=\"MAR\",0,IF(D74=\"Cerrada\",0,AJ74))","v":5.8455509632064376E-2},{"$f":"IF(T74-BE74<0,0,T74-BE74)","v":42.552049546867934},{"$f":"IF(D74=\"MAR\",IF(AI74+R74+AJ74=0,\"Infinito\",(I74+U74+AG74)/(AI74+R74)),IF(D74=\"Cerrada\",IF(AI74+R74+AJ74=0,\"Infinito\",(I74+U74+AG74)/(AI74+R74)),IF(AI74+R74+AJ74=0,\"Infinito\",(I74+U74+AG74)/(AI74+R74+AJ74))))","v":47.865452555025357},{"$f":"IF(BG74<1.4,\"1\", IF(BG74<3,\"2\", IF(BG74<9,\"3\", \"4\")))","v":"4"},{"$f":"IF(BG74<1.4,\"ROJO\", IF(BG74<3,\"AMARILLO\", IF(BG74<9,\"VERDE\", \"AZUL\")))","v":"AZUL"},{"$f":"IF(BG74<1.4,\"Déficit\", IF(BG74<3,\"Equilibrio\", IF(BG74<9,\"Disponibilidad\", \"Abundante\")))","v":"Abundante"},{"$f":"I74+U74+AG74","v":43.460011536499998},{"$f":"IF(D74=\"MAR\",AI74+R74,IF(D74=\"Cerrada\",AI74+R74,AI74+R74+AJ74))","v":0.90796198963206431},{"$f":"BK74/BL74","v":47.865452555025357},{"$f":"IF(BM74-BG74=0,\"\",\"CHECAR\")","v":""}]
[null,null,null,null,null,null,null,null,null,null,null,null,null,null,null,null,null,null,null,null,{"$f":"IF(U76=0,\"\",U76/(SUM($U76:$AG76)))","v":0.27106141371496972},0.72893858628503039,"","","","","","","","","","","",{"$f":"SUM(U75:AG75)","v":1},null,null,null,null,null,{"$f":"IF(U75=0,\"\",U75)","v":0.27106141371496972},0.72893858628503039,"","","","","","","","","","","",{"$f":"SUM(AN75:AZ75)","v":1}]
["B",{"$f":"A76","v":"B"},{"$f":"A76","v":"B"},"MAR",null,null,null,{"$f":"C14","v":15.776},{"$f":"T74","v":42.610505056499996},{"$f":"J14","v":0},{"$f":"I14","v":6.9043679999999996E-2},{"$f":"SUM(H76:K76)","v":58.455548736499999},{"$f":"H14","v":8.0192639999999996E-2},0,{"$f":"K14","v":0},{"$f":"SUM(M76:O76)","v":8.0192639999999996E-2},{"$f":"+P76","v":8.0192639999999996E-2},0,{"$f":"L76-Q76-R76","v":58.375356096499999},{"$f":"IF(S76<0,0,S76)","v":58.375356096499999},{"$f":"K76+H76","v":15.84504368},{"$f":"T74","v":42.610505056499996},null,null,null,null,null,null,null,null,null,null,{"$f":"J76","v":0},{"$f":"SUM(U76:AG76)","v":58.455548736499992},{"$f":"+Q76","v":8.0192639999999996E-2},{"$f":"(AI76+R76)*U75","v":2.1737130367935627E-2},null,{"$f":"IF(AG76>0,(AI76+R76)*AG75,\"\")","v":""},{"$f":"SUM(AI76:AK76)","v":0.10192977036793563},{"$f":"IF(AN75=\"\",\"\",$AM76*AN75)","v":2.7629227655574861E-2},7.4300542712360779E-2,"","","","","","","","","","","",{"$f":"SUM(AN76:AZ76)","v":0.10192977036793564},{"$f":"+U76","v":15.84504368},{"$f":"IF(D76=\"MAR\",IF((BB76-AJ76)<0,0,BB76-AJ76),IF(D76=\"Cerrada\",IF((BB76-AJ76)<0,0,BB76-AJ76),IF((BB76-AK76)<0,0,BB76-AK76)))","v":15.823306549632065},{"$f":"IF(AG76=0,\"\",IF(AG76-AL76<0,0,AG76-AL76))","v":""},{"$f":"IF(D76=\"MAR\",0,IF(D76=\"Cerrada\",0,AJ76))","v":0},{"$f":"IF(T76-BE76<0,0,T76-BE76)","v":58.375356096499999},{"$f":"IF(D76=\"MAR\",IF(AI76+R76+AJ76=0,\"Infinito\",(I76+U76+AG76)/(AI76+R76)),IF(D76=\"Cerrada\",IF(AI76+R76+AJ76=0,\"Infinito\",(I76+U76+AG76)/(AI76+R76)),IF(AI76+R76+AJ76=0,\"Infinito\",(I76+U76+AG76)/(AI76+R76+AJ76))))","v":728.93907391625953},{"$f":"IF(BG76<1.4,\"1\", IF(BG76<3,\"2\", IF(BG76<9,\"3\", \"4\")))","v":"4"},{"$f":"IF(BG76<1.4,\"ROJO\", IF(BG76<3,\"AMARILLO\", IF(BG76<9,\"VERDE\", \"AZUL\")))","v":"AZUL"},{"$f":"IF(BG76<1.4,\"Déficit\", IF(BG76<3,\"Equilibrio\", IF(BG76<9,\"Disponibilidad\", \"Abundante\")))","v":"Abundante"},{"$f":"IF(I76+U76+AG76<=0,0,I76+U76+AG76)","v":58.455548736499992},{"$f":"IF(D76=\"MAR\",AI76+R76,IF(D76=\"Cerrada\",AI76+R76,AI76+R76+AJ76))","v":8.0192639999999996E-2},{"$f":"BK76/BL76","v":728.93907391625953},{"$f":"IF(BM76-BG76=0,\"\",\"CHECAR\")","v":""}]
[]
[null,null,null,null,null,null,null,null,null,null,null,null,null,null,null,null,null,null,null,null,null,null,null,null,null,null,null,null,null,null,null,null,null,null,null,null,null,"Comprobación  ",null,null,null,null,null,null,null,null,null,null,null,null,null,null,null,"SDxx   ",null,null,"Ab   "]
[null,null,null,null,null,null,null,null,null,null,null,null,null,null,null,null,null,null,null,null,null,null,null,null,null,null,null,null,null,null,null,null,null,null,null,null,null,null,null,null,null,null,null,null,null,null,null,null,null,null,null,null,null,{"$f":"SUM(BC74:BD76)","v":58.375356096499999},"Mm3",null,{"$f":"T76","v":58.375356096499999},"Mm3"]
[]
[]
["No LINEA","CUENCA O REGION","CONEXION",null,null,null,null,"OFERTA  POTENCIAL",null,null,null,null,"DEMANDA CONSUNTIVA",null,null,null,null,null,null,null,"OFERTA REAL",null,null,null,null,null,null,null,null,null,null,null,null,null,"EXTRACC Y VOLS RESERV PARA A ABAJO",null,null,null,null,null,null,null,null,null,null,null,null,null,null,null,null,null,null,"POR CUENCA PROPIA",null,null,"A LA SAL. DEL C PRINCIPAL",null,"DISPONIBILIDAD RELATIVA",null,null,null,"OFERTA - DEMANDA"]
[null,"HIDROLOGICA","DE ","HACIA",null,null,null,"Cp","Cp A Arriba","Im","R","TOTAL","Uc","Ev","Ex","TOTAL","TOTAL ACUM.","Dv","Ab","Ab","Cp","Ar1","Ar2","Ar3","Ar4","Ar5","Ar6","Ar7","Ar8","Ar9","Ar10","Ar11","Im","TOTAL","Uc","Re1","Re2","RImp","TOTAL","para Cp","para Ar1","para Ar2","para Ar3","para Ar4","para Ar5","para Ar6","para Ar7","para Ar8","para Ar9","para Ar10","para Ar11","para Im","TOTAL","RESERVADO","DISPONIBLE","DImp","RESERVADO","DISPONIBLE","INDICE","CLAVE","COLOR",null,"OFERTA","DEMANDA","Indice"]
["Cuenca Río Matape"]
[null,null,null,null,null,null,null,null,null,null,null,null,null,null,null,null,null,null,null,null,{"$f":"IF(U86=0,\"\",U86/(SUM($U86:$AG86)))","v":1},"","","","","","","","","","","","",{"$f":"SUM(U85:AG85)","v":1},null,null,null,null,null,{"$f":"IF(U85=0,\"\",U85)","v":1},{"$f":"IF(V85=0,\"\",V85)","v":""},{"$f":"IF(W85=0,\"\",W85)","v":""},{"$f":"IF(X85=0,\"\",X85)","v":""},{"$f":"IF(Y85=0,\"\",Y85)","v":""},"","","","","","",{"$f":"IF(AF85=0,\"\",AF85)","v":""},{"$f":"IF(AG85=0,\"\",AG85)","v":""},{"$f":"SUM(AN85:AZ85)","v":1}]
["A",{"$f":"A86","v":"A"},{"$f":"A86","v":"A"},"B",null,null,null,{"$f":"C15","v":284.75200000000001},null,{"$f":"J15","v":0},{"$f":"I15","v":1.5948533520000006},{"$f":"SUM(H86:K86)","v":286.34685335199998},{"$f":"H15","v":2.6081246200000003},0,{"$f":"K15","v":0},{"$f":"SUM(M86:O86)","v":2.6081246200000003},{"$f":"+P86","v":2.6081246200000003},0,{"$f":"L86-Q86-R86","v":283.73872873199997},{"$f":"IF(S86<0,0,S86)","v":283.73872873199997},{"$f":"K86+H86","v":286.34685335199998},null,null,null,null,null,null,null,null,null,null,null,{"$f":"J86","v":0},{"$f":"SUM(U86:AG86)","v":286.34685335199998},{"$f":"+Q86","v":2.6081246200000003},{"$f":"(AI88+R88)*V87","v":0.13449609762268727},{"$f":"AI86+R86+AJ86","v":2.7426207176226876},{"$f":"IF(AG86>0,(AI86+R86+AJ86)*AG85,\"\")","v":""},{"$f":"SUM(AI86:AK86)","v":5.4852414352453751},{"$f":"IF(AN85=\"\",\"\",$AM86*AN85)","v":5.4852414352453751},"","","","","","","","","","","","",{"$f":"SUM(AN86:AZ86)","v":5.4852414352453751},{"$f":"+U86","v":286.34685335199998},{"$f":"IF(D86=\"MAR\",IF((BB86-AJ86)<0,0,BB86-AJ86),IF(D86=\"Cerrada\",IF((BB86-AJ86)<0,0,BB86-AJ86),IF((BB86-AK86)<0,0,BB86-AK86)))","v":283.6042326343773},{"$f":"IF(AG86=0,\"\",IF(AG86-AL86<0,0,AG86-AL86))","v":""},{"$f":"IF(D86=\"MAR\",0,IF(D86=\"Cerrada\",0,AJ86))","v":0.13449609762268727},{"$f":"IF(T86-BE86<0,0,T86-BE86)","v":283.6042326343773},{"$f":"IF(D86=\"MAR\",IF(AI86+R86+AJ86=0,\"Infinito\",(I86+U86+AG86)/(AI86+R86)),IF(D86=\"Cerrada\",IF(AI86+R86+AJ86=0,\"Infinito\",(I86+U86+AG86)/(AI86+R86)),IF(AI86+R86+AJ86=0,\"Infinito\",(I86+U86+AG86)/(AI86+R86+AJ86))))","v":104.40628976222654},{"$f":"IF(BG86<1.4,\"1\", IF(BG86<3,\"2\", IF(BG86<9,\"3\", \"4\")))","v":"4"},{"$f":"IF(BG86<1.4,\"ROJO\", IF(BG86<3,\"AMARILLO\", IF(BG86<9,\"VERDE\", \"AZUL\")))","v":"AZUL"},{"$f":"IF(BG86<1.4,\"Déficit\", IF(BG86<3,\"Equilibrio\", IF(BG86<9,\"Disponibilidad\", \"Abundante\")))","v":"Abundante"},{"$f":"I86+U86+AG86","v":286.34685335199998},{"$f":"IF(D86=\"MAR\",AI86+R86,IF(D86=\"Cerrada\",AI86+R86,AI86+R86+AJ86))","v":2.7426207176226876},{"$f":"BK86/BL86","v":104.40628976222654},{"$f":"IF(BM86-BG86=0,\"\",\"CHECAR\")","v":""}]
[null,null,null,null,null,null,null,null,null,null,null,null,null,null,null,null,null,null,null,null,{"$f":"IF(U88=0,\"\",U88/(SUM($U88:$AG88)))","v":0.14060001519049681},0.8593999848095033,"","","","","","","","","","","",{"$f":"SUM(U87:AG87)","v":1},null,null,null,null,null,{"$f":"IF(U87=0,\"\",U87)","v":0.14060001519049681},0.8593999848095033,"","","","","","","","","","","",{"$f":"SUM(AN87:AZ87)","v":1}]
["B",{"$f":"A88","v":"B"},{"$f":"A88","v":"B"},"MAR",null,null,null,{"$f":"C16","v":46.335999999999999},{"$f":"T86","v":283.73872873199997},{"$f":"J16","v":0},{"$f":"I16","v":8.4375000000000006E-2},{"$f":"SUM(H88:K88)","v":330.15910373200001},{"$f":"H16","v":0.1565},0,{"$f":"K16","v":0},{"$f":"SUM(M88:O88)","v":0.1565},{"$f":"+P88","v":0.1565},0,{"$f":"L88-Q88-R88","v":330.00260373200001},{"$f":"IF(S88<0,0,S88)","v":330.00260373200001},{"$f":"K88+H88","v":46.420375},{"$f":"T86","v":283.73872873199997},null,null,null,null,null,null,null,null,null,null,{"$f":"J88","v":0},{"$f":"SUM(U88:AG88)","v":330.15910373199995},{"$f":"+Q88","v":0.1565},{"$f":"(AI88+R88)*U87","v":2.2003902377312749E-2},null,{"$f":"IF(AG88>0,(AI88+R88)*AG87,\"\")","v":""},{"$f":"SUM(AI88:AK88)","v":0.17850390237731276},{"$f":"IF(AN87=\"\",\"\",$AM88*AN87)","v":2.5097651385813134E-2},0.15340625099149965,"","","","","","","","","","","",{"$f":"SUM(AN88:AZ88)","v":0.17850390237731278},{"$f":"+U88","v":46.420375},{"$f":"IF(D88=\"MAR\",IF((BB88-AJ88)<0,0,BB88-AJ88),IF(D88=\"Cerrada\",IF((BB88-AJ88)<0,0,BB88-AJ88),IF((BB88-AK88)<0,0,BB88-AK88)))","v":46.398371097622686},{"$f":"IF(AG88=0,\"\",IF(AG88-AL88<0,0,AG88-AL88))","v":""},{"$f":"IF(D88=\"MAR\",0,IF(D88=\"Cerrada\",0,AJ88))","v":0},{"$f":"IF(T88-BE88<0,0,T88-BE88)","v":330.00260373200001},{"$f":"IF(D88=\"MAR\",IF(AI88+R88+AJ88=0,\"Infinito\",(I88+U88+AG88)/(AI88+R88)),IF(D88=\"Cerrada\",IF(AI88+R88+AJ88=0,\"Infinito\",(I88+U88+AG88)/(AI88+R88)),IF(AI88+R88+AJ88=0,\"Infinito\",(I88+U88+AG88)/(AI88+R88+AJ88))))","v":2109.6428353482424},{"$f":"IF(BG88<1.4,\"1\", IF(BG88<3,\"2\", IF(BG88<9,\"3\", \"4\")))","v":"4"},{"$f":"IF(BG88<1.4,\"ROJO\", IF(BG88<3,\"AMARILLO\", IF(BG88<9,\"VERDE\", \"AZUL\")))","v":"AZUL"},{"$f":"IF(BG88<1.4,\"Déficit\", IF(BG88<3,\"Equilibrio\", IF(BG88<9,\"Disponibilidad\", \"Abundante\")))","v":"Abundante"},{"$f":"IF(I88+U88+AG88<=0,0,I88+U88+AG88)","v":330.15910373199995},{"$f":"IF(D88=\"MAR\",AI88+R88,IF(D88=\"Cerrada\",AI88+R88,AI88+R88+AJ88))","v":0.1565},{"$f":"BK88/BL88","v":2109.6428353482424},{"$f":"IF(BM88-BG88=0,\"\",\"CHECAR\")","v":""}]
[]
[null,null,null,null,null,null,null,null,null,null,null,null,null,null,null,null,null,null,null,null,null,null,null,null,null,null,null,null,null,null,null,null,null,null,null,null,null,"Comprobación  ",null,null,null,null,null,null,null,null,null,null,null,null,null,null,null,"SDxx   ",null,null,"Ab   "]
[null,null,null,null,null,null,null,null,null,null,null,null,null,null,null,null,null,null,null,null,null,null,null,null,null,null,null,null,null,null,null,null,null,null,null,null,null,null,null,null,null,null,null,null,null,null,null,null,null,null,null,null,null,{"$f":"SUM(BC86:BD88)","v":330.00260373200001},"Mm3",null,{"$f":"T88","v":330.00260373200001},"Mm3"]
[]
[]
["No LINEA","CUENCA O REGION","CONEXION",null,null,null,null,"OFERTA  POTENCIAL",null,null,null,null,"DEMANDA CONSUNTIVA",null,null,null,null,null,null,null,"OFERTA REAL",null,null,null,null,null,null,null,null,null,null,null,null,null,"EXTRACC Y VOLS RESERV PARA A ABAJO",null,null,null,null,null,null,null,null,null,null,null,null,null,null,null,null,null,null,"POR CUENCA PROPIA",null,null,"A LA SAL. DEL C PRINCIPAL",null,"DISPONIBILIDAD RELATIVA",null,null,null,"OFERTA - DEMANDA"]
[null,"HIDROLOGICA","DE ","HACIA",null,null,null,"Cp","Cp A Arriba","Im","R","TOTAL","Uc","Ev","Ex","TOTAL","TOTAL ACUM.","Dv","Ab","Ab","Cp","Ar1","Ar2","Ar3","Ar4","Ar5","Ar6","Ar7","Ar8","Ar9","Ar10","Ar11","Im","TOTAL","Uc","Re1","Re2","RImp","TOTAL","para Cp","para Ar1","para Ar2","para Ar3","para Ar4","para Ar5","para Ar6","para Ar7","para Ar8","para Ar9","para Ar10","para Ar11","para Im","TOTAL","RESERVADO","DISPONIBLE","DImp","RESERVADO","DISPONIBLE","INDICE","CLAVE","COLOR",null,"OFERTA","DEMANDA","Indice"]
["Cuenca Río Matape"]
[null,null,null,null,null,null,null,null,null,null,null,null,null,null,null,null,null,null,null,null,{"$f":"IF(U98=0,\"\",U98/(SUM($U98:$AG98)))","v":1},"","","","","","","","","","","","",{"$f":"SUM(U97:AG97)","v":1},null,null,null,null,null,{"$f":"IF(U97=0,\"\",U97)","v":1},{"$f":"IF(V97=0,\"\",V97)","v":""},{"$f":"IF(W97=0,\"\",W97)","v":""},{"$f":"IF(X97=0,\"\",X97)","v":""},{"$f":"IF(Y97=0,\"\",Y97)","v":""},"","","","","","",{"$f":"IF(AF97=0,\"\",AF97)","v":""},{"$f":"IF(AG97=0,\"\",AG97)","v":""},{"$f":"SUM(AN97:AZ97)","v":1}]
["A",{"$f":"A98","v":"A"},{"$f":"A98","v":"A"},"B",null,null,null,{"$f":"C17","v":570.274},null,{"$f":"J17","v":0},{"$f":"I17","v":2.0992987779999988},{"$f":"SUM(H98:K98)","v":572.37329877800005},{"$f":"H17","v":3.61462628},0,{"$f":"K17","v":0},{"$f":"SUM(M98:O98)","v":3.61462628},{"$f":"+P98","v":3.61462628},0,{"$f":"L98-Q98-R98","v":568.75867249800001},{"$f":"IF(S98<0,0,S98)","v":568.75867249800001},{"$f":"K98+H98","v":572.37329877800005},null,null,null,null,null,null,null,null,null,null,null,{"$f":"J98","v":0},{"$f":"SUM(U98:AG98)","v":572.37329877800005},{"$f":"+Q98","v":3.61462628},{"$f":"(AI100+R100)*V99","v":0.91164613028729835},{"$f":"AI98+R98+AJ98","v":4.526272410287298},{"$f":"IF(AG98>0,(AI98+R98+AJ98)*AG97,\"\")","v":""},{"$f":"SUM(AI98:AK98)","v":9.052544820574596},{"$f":"IF(AN97=\"\",\"\",$AM98*AN97)","v":9.052544820574596},"","","","","","","","","","","","",{"$f":"SUM(AN98:AZ98)","v":9.052544820574596},{"$f":"+U98","v":572.37329877800005},{"$f":"IF(D98=\"MAR\",IF((BB98-AJ98)<0,0,BB98-AJ98),IF(D98=\"Cerrada\",IF((BB98-AJ98)<0,0,BB98-AJ98),IF((BB98-AK98)<0,0,BB98-AK98)))","v":567.84702636771272},{"$f":"IF(AG98=0,\"\",IF(AG98-AL98<0,0,AG98-AL98))","v":""},{"$f":"IF(D98=\"MAR\",0,IF(D98=\"Cerrada\",0,AJ98))","v":0.91164613028729835},{"$f":"IF(T98-BE98<0,0,T98-BE98)","v":567.84702636771272},{"$f":"IF(D98=\"MAR\",IF(AI98+R98+AJ98=0,\"Infinito\",(I98+U98+AG98)/(AI98+R98)),IF(D98=\"Cerrada\",IF(AI98+R98+AJ98=0,\"Infinito\",(I98+U98+AG98)/(AI98+R98)),IF(AI98+R98+AJ98=0,\"Infinito\",(I98+U98+AG98)/(AI98+R98+AJ98))))","v":126.45577793265642},{"$f":"IF(BG98<1.4,\"1\", IF(BG98<3,\"2\", IF(BG98<9,\"3\", \"4\")))","v":"4"},{"$f":"IF(BG98<1.4,\"ROJO\", IF(BG98<3,\"AMARILLO\", IF(BG98<9,\"VERDE\", \"AZUL\")))","v":"AZUL"},{"$f":"IF(BG98<1.4,\"Déficit\", IF(BG98<3,\"Equilibrio\", IF(BG98<9,\"Disponibilidad\", \"Abundante\")))","v":"Abundante"},{"$f":"I98+U98+AG98","v":572.37329877800005},{"$f":"IF(D98=\"MAR\",AI98+R98,IF(D98=\"Cerrada\",AI98+R98,AI98+R98+AJ98))","v":4.526272410287298},{"$f":"BK98/BL98","v":126.45577793265642},{"$f":"IF(BM98-BG98=0,\"\",\"CHECAR\")","v":""}]
[null,null,null,null,null,null,null,null,null,null,null,null,null,null,null,null,null,null,null,null,{"$f":"IF(U100=0,\"\",U100/(SUM($U100:$AG100)))","v":0.10196903393326512},0.89803096606673494,"","","","","","","","","","","",{"$f":"SUM(U99:AG99)","v":1},null,null,null,null,null,{"$f":"IF(U99=0,\"\",U99)","v":0.10196903393326512},0.89803096606673494,"","","","","","","","","","","",{"$f":"SUM(AN99:AZ99)","v":1}]
["B",{"$f":"A100","v":"B"},{"$f":"A100","v":"B"},"MAR",null,null,null,{"$f":"C18","v":63.874000000000002},{"$f":"T98","v":568.75867249800001},{"$f":"J18","v":0},{"$f":"I18","v":0.70703848000000002},{"$f":"SUM(H100:K100)","v":633.33971097800008},{"$f":"H18","v":1.0151611300000001},0,{"$f":"K18","v":0},{"$f":"SUM(M100:O100)","v":1.0151611300000001},{"$f":"+P100","v":1.0151611300000001},0,{"$f":"L100-Q100-R100","v":632.32454984800006},{"$f":"IF(S100<0,0,S100)","v":632.32454984800006},{"$f":"K100+H100","v":64.581038480000004},{"$f":"T98","v":568.75867249800001},null,null,null,null,null,null,null,null,null,null,{"$f":"J100","v":0},{"$f":"SUM(U100:AG100)","v":633.33971097799997},{"$f":"+Q100","v":1.0151611300000001},{"$f":"(AI100+R100)*U99","v":0.10351499971270177},null,{"$f":"IF(AG100>0,(AI100+R100)*AG99,\"\")","v":""},{"$f":"SUM(AI100:AK100)","v":1.1186761297127019},{"$f":"IF(AN99=\"\",\"\",$AM100*AN99)","v":0.1140703242310082},1.0046058054816938,"","","","","","","","","","","",{"$f":"SUM(AN100:AZ100)","v":1.1186761297127019},{"$f":"+U100","v":64.581038480000004},{"$f":"IF(D100=\"MAR\",IF((BB100-AJ100)<0,0,BB100-AJ100),IF(D100=\"Cerrada\",IF((BB100-AJ100)<0,0,BB100-AJ100),IF((BB100-AK100)<0,0,BB100-AK100)))","v":64.477523480287303},{"$f":"IF(AG100=0,\"\",IF(AG100-AL100<0,0,AG100-AL100))","v":""},{"$f":"IF(D100=\"MAR\",0,IF(D100=\"Cerrada\",0,AJ100))","v":0},{"$f":"IF(T100-BE100<0,0,T100-BE100)","v":632.32454984800006},{"$f":"IF(D100=\"MAR\",IF(AI100+R100+AJ100=0,\"Infinito\",(I100+U100+AG100)/(AI100+R100)),IF(D100=\"Cerrada\",IF(AI100+R100+AJ100=0,\"Infinito\",(I100+U100+AG100)/(AI100+R100)),IF(AI100+R100+AJ100=0,\"Infinito\",(I100+U100+AG100)/(AI100+R100+AJ100))))","v":623.88097048002612},{"$f":"IF(BG100<1.4,\"1\", IF(BG100<3,\"2\", IF(BG100<9,\"3\", \"4\")))","v":"4"},{"$f":"IF(BG100<1.4,\"ROJO\", IF(BG100<3,\"AMARILLO\", IF(BG100<9,\"VERDE\", \"AZUL\")))","v":"AZUL"},{"$f":"IF(BG100<1.4,\"Déficit\", IF(BG100<3,\"Equilibrio\", IF(BG100<9,\"Disponibilidad\", \"Abundante\")))","v":"Abundante"},{"$f":"IF(I100+U100+AG100<=0,0,I100+U100+AG100)","v":633.33971097799997},{"$f":"IF(D100=\"MAR\",AI100+R100,IF(D100=\"Cerrada\",AI100+R100,AI100+R100+AJ100))","v":1.0151611300000001},{"$f":"BK100/BL100","v":623.88097048002612},{"$f":"IF(BM100-BG100=0,\"\",\"CHECAR\")","v":""}]
[]
[]
[]
[]
[]
["No LINEA","CUENCA O REGION","CONEXION",null,null,null,null,"OFERTA  POTENCIAL",null,null,null,null,"DEMANDA CONSUNTIVA",null,null,null,null,null,null,null,"OFERTA REAL",null,null,null,null,null,null,null,null,null,null,null,null,null,"EXTRACC Y VOLS RESERV PARA A ABAJO",null,null,null,null,null,null,null,null,null,null,null,null,null,null,null,null,null,null,"POR CUENCA PROPIA",null,null,"A LA SAL. DEL C PRINCIPAL",null,"DISPONIBILIDAD RELATIVA",null,null,null,"OFERTA - DEMANDA"]
[null,"HIDROLOGICA","DE ","HACIA",null,null,null,"Cp","Cp A Arriba","Im","R","TOTAL","Uc","Ev","Ex","TOTAL","TOTAL ACUM.","Dv","Ab","Ab","Cp","Ar1","Ar2","Ar3","Ar4","Ar5","Ar6","Ar7","Ar8","Ar9","Ar10","Ar11","Im","TOTAL","Uc","Re1","Re2","RImp","TOTAL","para Cp","para Ar1","para Ar2","para Ar3","para Ar4","para Ar5","para Ar6","para Ar7","para Ar8","para Ar9","para Ar10","para Ar11","para Im","TOTAL","RESERVADO","DISPONIBLE","DImp","RESERVADO","DISPONIBLE","INDICE","CLAVE","COLOR",null,"OFERTA","DEMANDA","Indice"]
["Cuenca Río Matape"]
[null,null,null,null,null,null,null,null,null,null,null,null,null,null,null,null,null,null,null,null,{"$f":"IF(U110=0,\"\",U110/(SUM($U110:$AG110)))","v":1},"","","","","","","","","","","","",{"$f":"SUM(U109:AG109)","v":1},null,null,null,null,null,{"$f":"IF(U109=0,\"\",U109)","v":1},{"$f":"IF(V109=0,\"\",V109)","v":""},{"$f":"IF(W109=0,\"\",W109)","v":""},{"$f":"IF(X109=0,\"\",X109)","v":""},{"$f":"IF(Y109=0,\"\",Y109)","v":""},"","","","","","",{"$f":"IF(AF109=0,\"\",AF109)","v":""},{"$f":"IF(AG109=0,\"\",AG109)","v":""},{"$f":"SUM(AN109:AZ109)","v":1}]
["A",{"$f":"A110","v":"A"},{"$f":"A110","v":"A"},"B",null,null,null,{"$f":"C20","v":46.69},null,{"$f":"J20","v":0},{"$f":"I20","v":4.20616875E-2},{"$f":"SUM(H110:K110)","v":46.7320616875},{"$f":"H20","v":5.608225E-2},0,{"$f":"K20","v":0},{"$f":"SUM(M110:O110)","v":5.608225E-2},{"$f":"+P110","v":5.608225E-2},0,{"$f":"L110-Q110-R110","v":46.675979437499997},{"$f":"IF(S110<0,0,S110)","v":46.675979437499997},{"$f":"K110+H110","v":46.7320616875},null,null,null,null,null,null,null,null,null,null,null,{"$f":"J110","v":0},{"$f":"SUM(U110:AG110)","v":46.7320616875},{"$f":"+Q110","v":5.608225E-2},{"$f":"(AI112+R112)*V111","v":1.6745938454879702E-2},{"$f":"AI110+R110+AJ110","v":7.2828188454879705E-2},{"$f":"IF(AG110>0,(AI110+R110+AJ110)*AG109,\"\")","v":""},{"$f":"SUM(AI110:AK110)","v":0.14565637690975941},{"$f":"IF(AN109=\"\",\"\",$AM110*AN109)","v":0.14565637690975941},"","","","","","","","","","","","",{"$f":"SUM(AN110:AZ110)","v":0.14565637690975941},{"$f":"+U110","v":46.7320616875},{"$f":"IF(D110=\"MAR\",IF((BB110-AJ110)<0,0,BB110-AJ110),IF(D110=\"Cerrada\",IF((BB110-AJ110)<0,0,BB110-AJ110),IF((BB110-AK110)<0,0,BB110-AK110)))","v":46.659233499045122},{"$f":"IF(AG110=0,\"\",IF(AG110-AL110<0,0,AG110-AL110))","v":""},{"$f":"IF(D110=\"MAR\",0,IF(D110=\"Cerrada\",0,AJ110))","v":1.6745938454879702E-2},{"$f":"IF(T110-BE110<0,0,T110-BE110)","v":46.659233499045115},{"$f":"IF(D110=\"MAR\",IF(AI110+R110+AJ110=0,\"Infinito\",(I110+U110+AG110)/(AI110+R110)),IF(D110=\"Cerrada\",IF(AI110+R110+AJ110=0,\"Infinito\",(I110+U110+AG110)/(AI110+R110)),IF(AI110+R110+AJ110=0,\"Infinito\",(I110+U110+AG110)/(AI110+R110+AJ110))))","v":641.67546493968587},{"$f":"IF(BG110<1.4,\"1\", IF(BG110<3,\"2\", IF(BG110<9,\"3\", \"4\")))","v":"4"},{"$f":"IF(BG110<1.4,\"ROJO\", IF(BG110<3,\"AMARILLO\", IF(BG110<9,\"VERDE\", \"AZUL\")))","v":"AZUL"},{"$f":"IF(BG110<1.4,\"Déficit\", IF(BG110<3,\"Equilibrio\", IF(BG110<9,\"Disponibilidad\", \"Abundante\")))","v":"Abundante"},{"$f":"I110+U110+AG110","v":46.7320616875},{"$f":"IF(D110=\"MAR\",AI110+R110,IF(D110=\"Cerrada\",AI110+R110,AI110+R110+AJ110))","v":7.2828188454879705E-2},{"$f":"BK110/BL110","v":641.67546493968587},{"$f":"IF(BM110-BG110=0,\"\",\"CHECAR\")","v":""}]
[null,null,null,null,null,null,null,null,null,null,null,null,null,null,null,null,null,null,null,null,{"$f":"IF(U112=0,\"\",U112/(SUM($U112:$AG112)))","v":0.46577112056148468},0.53422887943851538,"","","","","","","","","","","",{"$f":"SUM(U111:AG111)","v":1},null,null,null,null,null,{"$f":"IF(U111=0,\"\",U111)","v":0.46577112056148468},0.53422887943851538,"","","","","","","","","","","",{"$f":"SUM(AN111:AZ111)","v":1}]
["B",{"$f":"A112","v":"B"},{"$f":"A112","v":"B"},"MAR",null,null,null,{"$f":"C21","v":40.682000000000002},{"$f":"T110","v":46.675979437499997},{"$f":"J21","v":0},{"$f":"I21","v":1.27735E-2},{"$f":"SUM(H112:K112)","v":87.370752937500001},{"$f":"H21","v":3.1345999999999999E-2},0,{"$f":"K21","v":0},{"$f":"SUM(M112:O112)","v":3.1345999999999999E-2},{"$f":"+P112","v":3.1345999999999999E-2},0,{"$f":"L112-Q112-R112","v":87.339406937500002},{"$f":"IF(S112<0,0,S112)","v":87.339406937500002},{"$f":"K112+H112","v":40.694773500000004},{"$f":"T110","v":46.675979437499997},null,null,null,null,null,null,null,null,null,null,{"$f":"J112","v":0},{"$f":"SUM(U112:AG112)","v":87.370752937500001},{"$f":"+Q112","v":3.1345999999999999E-2},{"$f":"(AI112+R112)*U111","v":1.4600061545120299E-2},null,{"$f":"IF(AG112>0,(AI112+R112)*AG111,\"\")","v":""},{"$f":"SUM(AI112:AK112)","v":4.5946061545120299E-2},{"$f":"IF(AN111=\"\",\"\",$AM112*AN111)","v":2.1400348571257621E-2},2.4545712973862679E-2,"","","","","","","","","","","",{"$f":"SUM(AN112:AZ112)","v":4.5946061545120299E-2},{"$f":"+U112","v":40.694773500000004},{"$f":"IF(D112=\"MAR\",IF((BB112-AJ112)<0,0,BB112-AJ112),IF(D112=\"Cerrada\",IF((BB112-AJ112)<0,0,BB112-AJ112),IF((BB112-AK112)<0,0,BB112-AK112)))","v":40.680173438454887},{"$f":"IF(AG112=0,\"\",IF(AG112-AL112<0,0,AG112-AL112))","v":""},{"$f":"IF(D112=\"MAR\",0,IF(D112=\"Cerrada\",0,AJ112))","v":0},{"$f":"IF(T112-BE112<0,0,T112-BE112)","v":87.339406937500002},{"$f":"IF(D112=\"MAR\",IF(AI112+R112+AJ112=0,\"Infinito\",(I112+U112+AG112)/(AI112+R112)),IF(D112=\"Cerrada\",IF(AI112+R112+AJ112=0,\"Infinito\",(I112+U112+AG112)/(AI112+R112)),IF(AI112+R112+AJ112=0,\"Infinito\",(I112+U112+AG112)/(AI112+R112+AJ112))))","v":2787.3015037803866},{"$f":"IF(BG112<1.4,\"1\", IF(BG112<3,\"2\", IF(BG112<9,\"3\", \"4\")))","v":"4"},{"$f":"IF(BG112<1.4,\"ROJO\", IF(BG112<3,\"AMARILLO\", IF(BG112<9,\"VERDE\", \"AZUL\")))","v":"AZUL"},{"$f":"IF(BG112<1.4,\"Déficit\", IF(BG112<3,\"Equilibrio\", IF(BG112<9,\"Disponibilidad\", \"Abundante\")))","v":"Abundante"},{"$f":"IF(I112+U112+AG112<=0,0,I112+U112+AG112)","v":87.370752937500001},{"$f":"IF(D112=\"MAR\",AI112+R112,IF(D112=\"Cerrada\",AI112+R112,AI112+R112+AJ112))","v":3.1345999999999999E-2},{"$f":"BK112/BL112","v":2787.3015037803866},{"$f":"IF(BM112-BG112=0,\"\",\"CHECAR\")","v":""}]
[]
[null,null,null,null,null,null,null,null,null,null,null,null,null,null,null,null,null,null,null,null,null,null,null,null,null,null,null,null,null,null,null,null,null,null,null,null,null,"Comprobación  ",null,null,null,null,null,null,null,null,null,null,null,null,null,null,null,"SDxx   ",null,null,"Ab   "]
[null,null,null,null,null,null,null,null,null,null,null,null,null,null,null,null,null,null,null,null,null,null,null,null,null,null,null,null,null,null,null,null,null,null,null,null,null,null,null,null,null,null,null,null,null,null,null,null,null,null,null,null,null,{"$f":"SUM(BC110:BD112)","v":87.339406937500002},"Mm3",null,{"$f":"T112","v":87.339406937500002},"Mm3"]
[]
["No LINEA","CUENCA O REGION","CONEXION",null,null,null,null,"OFERTA  POTENCIAL",null,null,null,null,"DEMANDA CONSUNTIVA",null,null,null,null,null,null,null,"OFERTA REAL",null,null,null,null,null,null,null,null,null,null,null,null,null,"EXTRACC Y VOLS RESERV PARA A ABAJO",null,null,null,null,null,null,null,null,null,null,null,null,null,null,null,null,null,null,"POR CUENCA PROPIA",null,null,"A LA SAL. DEL C PRINCIPAL",null,"DISPONIBILIDAD RELATIVA",null,null,null,"OFERTA - DEMANDA"]
[null,"HIDROLOGICA","DE ","HACIA",null,null,null,"Cp","Cp A Arriba","Im","R","TOTAL","Uc","Ev","Ex","TOTAL","TOTAL ACUM.","Dv","Ab","Ab","Cp","Ar1","Ar2","Ar3","Ar4","Ar5","Ar6","Ar7","Ar8","Ar9","Ar10","Ar11","Im","TOTAL","Uc","Re1","Re2","RImp","TOTAL","para Cp","para Ar1","para Ar2","para Ar3","para Ar4","para Ar5","para Ar6","para Ar7","para Ar8","para Ar9","para Ar10","para Ar11","para Im","TOTAL","RESERVADO","DISPONIBLE","DImp","RESERVADO","DISPONIBLE","INDICE","CLAVE","COLOR",null,"OFERTA","DEMANDA","Indice"]
["Cuenca Río Matape"]
[null,null,null,null,null,null,null,null,null,null,null,null,null,null,null,null,null,null,null,null,{"$f":"IF(U121=0,\"\",U121/(SUM($U121:$AG121)))","v":1},"","","","","","","","","","","","",{"$f":"SUM(U120:AG120)","v":1},null,null,null,null,null,{"$f":"IF(U120=0,\"\",U120)","v":1},{"$f":"IF(V120=0,\"\",V120)","v":""},{"$f":"IF(W120=0,\"\",W120)","v":""},{"$f":"IF(X120=0,\"\",X120)","v":""},{"$f":"IF(Y120=0,\"\",Y120)","v":""},"","","","","","",{"$f":"IF(AF120=0,\"\",AF120)","v":""},{"$f":"IF(AG120=0,\"\",AG120)","v":""},{"$f":"SUM(AN120:AZ120)","v":1}]
["A",{"$f":"A121","v":"A"},{"$f":"A121","v":"A"},"B",null,null,null,{"$f":"C22","v":25.54},null,{"$f":"J22","v":0},{"$f":"I22","v":0},{"$f":"SUM(H121:K121)","v":25.54},{"$f":"H22","v":0},0,{"$f":"K22","v":0},{"$f":"SUM(M121:O121)","v":0},{"$f":"+P121","v":0},0,{"$f":"L121-Q121-R121","v":25.54},{"$f":"IF(S121<0,0,S121)","v":25.54},{"$f":"K121+H121","v":25.54},null,null,null,null,null,null,null,null,null,null,null,{"$f":"J121","v":0},{"$f":"SUM(U121:AG121)","v":25.54},{"$f":"+Q121","v":0},{"$f":"(AI123+R123)*V122","v":0},{"$f":"AI121+R121+AJ121","v":0},{"$f":"IF(AG121>0,(AI121+R121+AJ121)*AG120,\"\")","v":""},{"$f":"SUM(AI121:AK121)","v":0},{"$f":"IF(AN120=\"\",\"\",$AM121*AN120)","v":0},"","","","","","","","","","","","",{"$f":"SUM(AN121:AZ121)","v":0},{"$f":"+U121","v":25.54},{"$f":"IF(D121=\"MAR\",IF((BB121-AJ121)<0,0,BB121-AJ121),IF(D121=\"Cerrada\",IF((BB121-AJ121)<0,0,BB121-AJ121),IF((BB121-AK121)<0,0,BB121-AK121)))","v":25.54},{"$f":"IF(AG121=0,\"\",IF(AG121-AL121<0,0,AG121-AL121))","v":""},{"$f":"IF(D121=\"MAR\",0,IF(D121=\"Cerrada\",0,AJ121))","v":0},{"$f":"IF(T121-BE121<0,0,T121-BE121)","v":25.54},{"$f":"IF(D121=\"MAR\",IF(AI121+R121+AJ121=0,\"Infinito\",(I121+U121+AG121)/(AI121+R121)),IF(D121=\"Cerrada\",IF(AI121+R121+AJ121=0,\"Infinito\",(I121+U121+AG121)/(AI121+R121)),IF(AI121+R121+AJ121=0,\"Infinito\",(I121+U121+AG121)/(AI121+R121+AJ121))))","v":"Infinito"},{"$f":"IF(BG121<1.4,\"1\", IF(BG121<3,\"2\", IF(BG121<9,\"3\", \"4\")))","v":"4"},{"$f":"IF(BG121<1.4,\"ROJO\", IF(BG121<3,\"AMARILLO\", IF(BG121<9,\"VERDE\", \"AZUL\")))","v":"AZUL"},{"$f":"IF(BG121<1.4,\"Déficit\", IF(BG121<3,\"Equilibrio\", IF(BG121<9,\"Disponibilidad\", \"Abundante\")))","v":"Abundante"},{"$f":"I121+U121+AG121","v":25.54},{"$f":"IF(D121=\"MAR\",AI121+R121,IF(D121=\"Cerrada\",AI121+R121,AI121+R121+AJ121))","v":0},{"$f":"BK121/BL121","v":{"$error":"#DIV/0!"}},{"$f":"IF(BM121-BG121=0,\"\",\"CHECAR\")","v":{"$error":"#DIV/0!"}}]
[null,null,null,null,null,null,null,null,null,null,null,null,null,null,null,null,null,null,null,null,{"$f":"IF(U123=0,\"\",U123/(SUM($U123:$AG123)))","v":0.66020515413168712},0.33979484586831288,"","","","","","","","","","","",{"$f":"SUM(U122:AG122)","v":1},null,null,null,null,null,{"$f":"IF(U122=0,\"\",U122)","v":0.66020515413168712},0.33979484586831288,"","","","","","","","","","","",{"$f":"SUM(AN122:AZ122)","v":1}]
["B",{"$f":"A123","v":"B"},{"$f":"A123","v":"B"},"MAR",null,null,null,{"$f":"C23","v":49.622999999999998},{"$f":"T121","v":25.54},{"$f":"J23","v":0},{"$f":"I23","v":0},{"$f":"SUM(H123:K123)","v":75.162999999999997},{"$f":"H23","v":0},0,{"$f":"K23","v":0},{"$f":"SUM(M123:O123)","v":0},{"$f":"+P123","v":0},0,{"$f":"L123-Q123-R123","v":75.162999999999997},{"$f":"IF(S123<0,0,S123)","v":75.162999999999997},{"$f":"K123+H123","v":49.622999999999998},{"$f":"T121","v":25.54},null,null,null,null,null,null,null,null,null,null,{"$f":"J123","v":0},{"$f":"SUM(U123:AG123)","v":75.162999999999997},{"$f":"+Q123","v":0},{"$f":"(AI123+R123)*U122","v":0},null,{"$f":"IF(AG123>0,(AI123+R123)*AG122,\"\")","v":""},{"$f":"SUM(AI123:AK123)","v":0},{"$f":"IF(AN122=\"\",\"\",$AM123*AN122)","v":0},0,"","","","","","","","","","","",{"$f":"SUM(AN123:AZ123)","v":0},{"$f":"+U123","v":49.622999999999998},{"$f":"IF(D123=\"MAR\",IF((BB123-AJ123)<0,0,BB123-AJ123),IF(D123=\"Cerrada\",IF((BB123-AJ123)<0,0,BB123-AJ123),IF((BB123-AK123)<0,0,BB123-AK123)))","v":49.622999999999998},{"$f":"IF(AG123=0,\"\",IF(AG123-AL123<0,0,AG123-AL123))","v":""},{"$f":"IF(D123=\"MAR\",0,IF(D123=\"Cerrada\",0,AJ123))","v":0},{"$f":"IF(T123-BE123<0,0,T123-BE123)","v":75.162999999999997},{"$f":"IF(D123=\"MAR\",IF(AI123+R123+AJ123=0,\"Infinito\",(I123+U123+AG123)/(AI123+R123)),IF(D123=\"Cerrada\",IF(AI123+R123+AJ123=0,\"Infinito\",(I123+U123+AG123)/(AI123+R123)),IF(AI123+R123+AJ123=0,\"Infinito\",(I123+U123+AG123)/(AI123+R123+AJ123))))","v":"Infinito"},{"$f":"IF(BG123<1.4,\"1\", IF(BG123<3,\"2\", IF(BG123<9,\"3\", \"4\")))","v":"4"},{"$f":"IF(BG123<1.4,\"ROJO\", IF(BG123<3,\"AMARILLO\", IF(BG123<9,\"VERDE\", \"AZUL\")))","v":"AZUL"},{"$f":"IF(BG123<1.4,\"Déficit\", IF(BG123<3,\"Equilibrio\", IF(BG123<9,\"Disponibilidad\", \"Abundante\")))","v":"Abundante"},{"$f":"IF(I123+U123+AG123<=0,0,I123+U123+AG123)","v":75.162999999999997},{"$f":"IF(D123=\"MAR\",AI123+R123,IF(D123=\"Cerrada\",AI123+R123,AI123+R123+AJ123))","v":0},{"$f":"BK123/BL123","v":{"$error":"#DIV/0!"}},{"$f":"IF(BM123-BG123=0,\"\",\"CHECAR\")","v":{"$error":"#DIV/0!"}}]
[]
[null,null,null,null,null,null,null,null,null,null,null,null,null,null,null,null,null,null,null,null,null,null,null,null,null,null,null,null,null,null,null,null,null,null,null,null,null,"Comprobación  ",null,null,null,null,null,null,null,null,null,null,null,null,null,null,null,"SDxx   ",null,null,"Ab   "]
[null,null,null,null,null,null,null,null,null,null,null,null,null,null,null,null,null,null,null,null,null,null,null,null,null,null,null,null,null,null,null,null,null,null,null,null,null,null,null,null,null,null,null,null,null,null,null,null,null,null,null,null,null,{"$f":"SUM(BC121:BD123)","v":75.162999999999997},"Mm3",null,{"$f":"T123","v":75.162999999999997},"Mm3"]
[]
["No LINEA","CUENCA O REGION","CONEXION",null,null,null,null,"OFERTA  POTENCIAL",null,null,null,null,"DEMANDA CONSUNTIVA",null,null,null,null,null,null,null,"OFERTA REAL",null,null,null,null,null,null,null,null,null,null,null,null,null,"EXTRACC Y VOLS RESERV PARA A ABAJO",null,null,null,null,null,null,null,null,null,null,null,null,null,null,null,null,null,null,"POR CUENCA PROPIA",null,null,"A LA SAL. DEL C PRINCIPAL",null,"DISPONIBILIDAD RELATIVA",null,null,null,"OFERTA - DEMANDA"]
[null,"HIDROLOGICA","DE ","HACIA",null,null,null,"Cp","Cp A Arriba","Im","R","TOTAL","Uc","Ev","Ex","TOTAL","TOTAL ACUM.","Dv","Ab","Ab","Cp","Ar1","Ar2","Ar3","Ar4","Ar5","Ar6","Ar7","Ar8","Ar9","Ar10","Ar11","Im","TOTAL","Uc","Re1","Re2","RImp","TOTAL","para Cp","para Ar1","para Ar2","para Ar3","para Ar4","para Ar5","para Ar6","para Ar7","para Ar8","para Ar9","para Ar10","para Ar11","para Im","TOTAL","RESERVADO","DISPONIBLE","DImp","RESERVADO","DISPONIBLE","INDICE","CLAVE","COLOR",null,"OFERTA","DEMANDA","Indice"]
["Cuenca Río Matape"]
[null,null,null,null,null,null,null,null,null,null,null,null,null,null,null,null,null,null,null,null,{"$f":"IF(U132=0,\"\",U132/(SUM($U132:$AG132)))","v":1},"","","","","","","","","","","","",{"$f":"SUM(U131:AG131)","v":1},null,null,null,null,null,{"$f":"IF(U131=0,\"\",U131)","v":1},"","","","","","","","","","","","",{"$f":"SUM(AN131:AZ131)","v":1}]
["A",{"$f":"A132","v":"A"},{"$f":"A132","v":"A"},"B",null,null,null,{"$f":"C24","v":28.655000000000001},null,{"$f":"J24","v":0},{"$f":"I24","v":0.61009354999999998},{"$f":"SUM(H132:K132)","v":29.26509355},{"$f":"H24","v":0.98673860000000002},0,{"$f":"K24","v":0},{"$f":"SUM(M132:O132)","v":0.98673860000000002},{"$f":"+P132","v":0.98673860000000002},0,{"$f":"L132-Q132-R132","v":28.278354950000001},{"$f":"IF(S132<0,0,S132)","v":28.278354950000001},{"$f":"K132+H132","v":29.26509355},null,null,null,null,null,null,null,null,null,null,null,{"$f":"J132","v":0},{"$f":"SUM(U132:AG132)","v":29.26509355},{"$f":"+Q132","v":0.98673860000000002},{"$f":"(AI134+R134)*V133","v":9.126568513381389E-2},{"$f":"AI132+R132+AJ132","v":1.0780042851338139},{"$f":"IF(AG132>0,(AI132+R132+AJ132)*AG131,\"\")","v":""},{"$f":"SUM(AI132:AK132)","v":2.1560085702676277},{"$f":"IF(AN131=\"\",\"\",$AM132*AN131)","v":2.1560085702676277},"","","","","","","","","","","","",{"$f":"SUM(AN132:AZ132)","v":2.1560085702676277},{"$f":"+U132","v":29.26509355},{"$f":"IF(D132=\"MAR\",IF((BB132-AJ132)<0,0,BB132-AJ132),IF(D132=\"Cerrada\",IF((BB132-AJ132)<0,0,BB132-AJ132),IF((BB132-AK132)<0,0,BB132-AK132)))","v":28.187089264866184},{"$f":"IF(AG132=0,\"\",IF(AG132-AL132<0,0,AG132-AL132))","v":""},{"$f":"IF(D132=\"MAR\",0,IF(D132=\"Cerrada\",0,AJ132))","v":9.126568513381389E-2},{"$f":"IF(T132-BE132<0,0,T132-BE132)","v":28.187089264866188},{"$f":"IF(D132=\"MAR\",IF(AI132+R132+AJ132=0,\"Infinito\",(I132+U132+AG132)/(AI132+R132)),IF(D132=\"Cerrada\",IF(AI132+R132+AJ132=0,\"Infinito\",(I132+U132+AG132)/(AI132+R132)),IF(AI132+R132+AJ132=0,\"Infinito\",(I132+U132+AG132)/(AI132+R132+AJ132))))","v":27.147474229536382},{"$f":"IF(BG132<1.4,\"1\", IF(BG132<3,\"2\", IF(BG132<9,\"3\", \"4\")))","v":"4"},{"$f":"IF(BG132<1.4,\"ROJO\", IF(BG132<3,\"AMARILLO\", IF(BG132<9,\"VERDE\", \"AZUL\")))","v":"AZUL"},{"$f":"IF(BG132<1.4,\"Déficit\", IF(BG132<3,\"Equilibrio\", IF(BG132<9,\"Disponibilidad\", \"Abundante\")))","v":"Abundante"},{"$f":"I132+U132+AG132","v":29.26509355},{"$f":"IF(D132=\"MAR\",AI132+R132,IF(D132=\"Cerrada\",AI132+R132,AI132+R132+AJ132))","v":1.0780042851338139},{"$f":"BK132/BL132","v":27.147474229536382},{"$f":"IF(BM132-BG132=0,\"\",\"CHECAR\")","v":""}]
[null,null,null,null,null,null,null,null,null,null,null,null,null,null,null,null,null,null,null,null,{"$f":"IF(U134=0,\"\",U134/(SUM($U134:$AG134)))","v":0.69134499813616623},0.30865500186383371,"","","","","","","","","","","",{"$f":"SUM(U133:AG133)","v":1},null,null,null,null,null,{"$f":"IF(U133=0,\"\",U133)","v":0.69134499813616623},0.30865500186383371,"","","","","","","","","","","",{"$f":"SUM(AN133:AZ133)","v":1}]
["B",{"$f":"A134","v":"B"},{"$f":"A134","v":"B"},"MAR",null,null,null,{"$f":"C25","v":63.125999999999998},{"$f":"T132","v":28.278354950000001},{"$f":"J25","v":0},{"$f":"I25","v":0.21364825500000001},{"$f":"SUM(H134:K134)","v":91.618003204999994},{"$f":"H25","v":0.29568833999999999},0,{"$f":"K25","v":0},{"$f":"SUM(M134:O134)","v":0.29568833999999999},{"$f":"+P134","v":0.29568833999999999},0,{"$f":"L134-Q134-R134","v":91.322314864999996},{"$f":"IF(S134<0,0,S134)","v":91.322314864999996},{"$f":"K134+H134","v":63.339648255},{"$f":"T132","v":28.278354950000001},null,null,null,null,null,null,null,null,null,null,{"$f":"J134","v":0},{"$f":"SUM(U134:AG134)","v":91.618003205000008},{"$f":"+Q134","v":0.29568833999999999},{"$f":"(AI134+R134)*U133","v":0.20442265486618608},null,{"$f":"IF(AG134>0,(AI134+R134)*AG133,\"\")","v":""},{"$f":"SUM(AI134:AK134)","v":0.50011099486618604},{"$f":"IF(AN133=\"\",\"\",$AM134*AN133)","v":0.34574923481363962},0.1543617600525464,"","","","","","","","","","","",{"$f":"SUM(AN134:AZ134)","v":0.50011099486618604},{"$f":"+U134","v":63.339648255},{"$f":"IF(D134=\"MAR\",IF((BB134-AJ134)<0,0,BB134-AJ134),IF(D134=\"Cerrada\",IF((BB134-AJ134)<0,0,BB134-AJ134),IF((BB134-AK134)<0,0,BB134-AK134)))","v":63.135225600133815},{"$f":"IF(AG134=0,\"\",IF(AG134-AL134<0,0,AG134-AL134))","v":""},{"$f":"IF(D134=\"MAR\",0,IF(D134=\"Cerrada\",0,AJ134))","v":0},{"$f":"IF(T134-BE134<0,0,T134-BE134)","v":91.322314864999996},{"$f":"IF(D134=\"MAR\",IF(AI134+R134+AJ134=0,\"Infinito\",(I134+U134+AG134)/(AI134+R134)),IF(D134=\"Cerrada\",IF(AI134+R134+AJ134=0,\"Infinito\",(I134+U134+AG134)/(AI134+R134)),IF(AI134+R134+AJ134=0,\"Infinito\",(I134+U134+AG134)/(AI134+R134+AJ134))))","v":309.84652017391016},{"$f":"IF(BG134<1.4,\"1\", IF(BG134<3,\"2\", IF(BG134<9,\"3\", \"4\")))","v":"4"},{"$f":"IF(BG134<1.4,\"ROJO\", IF(BG134<3,\"AMARILLO\", IF(BG134<9,\"VERDE\", \"AZUL\")))","v":"AZUL"},{"$f":"IF(BG134<1.4,\"Déficit\", IF(BG134<3,\"Equilibrio\", IF(BG134<9,\"Disponibilidad\", \"Abundante\")))","v":"Abundante"},{"$f":"IF(I134+U134+AG134<=0,0,I134+U134+AG134)","v":91.618003205000008},{"$f":"IF(D134=\"MAR\",AI134+R134,IF(D134=\"Cerrada\",AI134+R134,AI134+R134+AJ134))","v":0.29568833999999999},{"$f":"BK134/BL134","v":309.84652017391016},{"$f":"IF(BM134-BG134=0,\"\",\"CHECAR\")","v":""}]
[]
[null,null,null,null,null,null,null,null,null,null,null,null,null,null,null,null,null,null,null,null,null,null,null,null,null,null,null,null,null,null,null,null,null,null,null,null,null,"Comprobación  ",null,null,null,null,null,null,null,null,null,null,null,null,null,null,null,"SDxx   ",null,null,"Ab   "]
[null,null,null,null,null,null,null,null,null,null,null,null,null,null,null,null,null,null,null,null,null,null,null,null,null,null,null,null,null,null,null,null,null,null,null,null,null,null,null,null,null,null,null,null,null,null,null,null,null,null,null,null,null,{"$f":"SUM(BC132:BD134)","v":91.322314864999996},"Mm3",null,{"$f":"T134","v":91.322314864999996},"Mm3"]

{"sheet":"RH-22","index":21,"n_rows":139,"n_cols":66,"rows_kept":139,"cut":false,"hidden":false,"merged":[[26,0,26,16],[1,1,1,14],[2,1,2,14],[3,1,3,14],[25,1,25,14],[6,0,6,16]]}
[]
[null,"GERENCIA DE AGUAS SUPERFICIALES E INGENIERÍA DE RÍOS"]
[null,"REGION HIDROLOGICA No 22"]
[null,"TEHUANTEPEC"]
[]
[]
[]
["Cuenca","Nombre","Cp","Ar","Uc (a)","Uc (b)","Uc (c)","Uc","R","Im","Ex","Ev ","Δv","Ab","Rxy","Ab - Rxy","D",null,"ECUACIONES"]
[1,"Río San Antonio",328.05799999999999,0,24.876684089999966,0.16422739,0,{"$f":"E9+F9+G9","v":25.040911479999966},6.0498125630000104,0,0,0,0,{"$f":"C9+D9+I9+J9-H9-K9","v":309.066901083},{"$f":"BE130","v":246.18891980622689},{"$f":"N9-O9","v":62.877981276773113},{"$f":"$BF$130","v":62.877981276773113}]
[2,"Río Tequisistlán",320.70999999999998,0,4.7548940000000002,0,0,{"$f":"E10+F10+G10","v":4.7548940000000002},1.16108089,0,0,0,0,{"$f":"C10+D10+I10+J10-H10-K10-L10-M10","v":317.11618688999999},{"$f":"BE132","v":252.60062216287864},{"$f":"N10-O10","v":64.515564727121358},{"$f":"$BF$132","v":64.515564727121358},null,"Ab = Cp + Ar + R + Im - (Uc(a) + Uc(b) + Uc(c) + Ev + Ex + Av)"]
[3,"Río Tehuantepec Uno",664.70570776664363,{"$f":"N9+N10","v":626.18308797300006},683.34971598000004,0,0,{"$f":"E11+F11+G11","v":683.34971598000004},1.3421425950000001,0,0,75.021000000000001,-0.47399999999999998,{"$f":"C11+D11+I11+J11-H11-K11-L11-M11","v":534.33422235464377},{"$f":"BE134","v":271.43686109999373},{"$f":"N11-O11","v":262.89736125465004},{"$f":"$BF$134","v":262.89736125465004},null,"D = Ab - Rxy"]
[4,"Río Tehuantepec Dos",96.89,{"$f":"N11","v":534.33422235464377},32.902045000000001,0,0,{"$f":"E12+F12+G12","v":32.902045000000001},694.96754185000009,0,640.79115044247794,0,0,{"$f":"C12+D12+I12+J12-H12-K12-L12-M12","v":652.49856876216575},{"$f":"BE136","v":0},{"$f":"N12-O12","v":652.49856876216575},{"$f":"$BF$136","v":652.49856876216575}]
[5,"Río Los Perros 1",143.69200000000001,0,0.73296357000000001,0,0,{"$f":"E13+F13+G13","v":0.73296357000000001},0.44807631399999998,0,0,0,0,{"$f":"C13+D13+I13+J13-H13-K13","v":143.40711274399999},{"$f":"BE83","v":73.196313062568791},{"$f":"N13-O13","v":70.210799681431197},{"$f":"BF83","v":70.210799681431197},null,"SIMBOLOGIA"]
[6,"Río Los Perros 2",153.25399999999999,{"$f":"N13","v":143.40711274399999},374.46950493000003,0,0,{"$f":"E14+F14+G14","v":374.46950493000003},74.957126197500003,362.04700000000003,0,0,0,{"$f":"C14+D14+I14+J14-H14-K14","v":359.19573401149995},{"$f":"BE85","v":0},359.19573401149995,{"$f":"BF85","v":359.19573401149995}]
[7,"Río Estancado",88.47,0,3.5479999999999999E-3,0,0,3.5479999999999999E-3,2.6610000000000002E-3,0,0,0,0,88.469113000000007,0,88.469113000000007,{"$f":"P15","v":88.469113000000007},null,"Cp.- Escurrimiento natural  o \"virgen\" por cuenca propia"]
[8,"Río Espíritu Santo 1",235.22499999999999,0,1.6167999999999998E-2,9.4535000000000001E-3,0,2.5621499999999998E-2,1.1016700000000001E-2,0,0,0,0,235.21039519999999,{"$f":"BE94","v":0.12502866473156998},235.08536653526843,{"$f":"BF94","v":235.08536653526843},null,"Ar.- Escurrimiento aguas arriba"]
[9,"Río Espíritu Santo 2",28.63,{"$f":"N16","v":235.21039519999999},0.14029700000000001,0,0,0.14029700000000001,9.358255E-2,0,0,0,0,263.79368075000002,{"$f":"BE96","v":0},263.79368075000002,{"$f":"BF96","v":263.79368075000002},null,"Uc (a).- Volumen anual de extracción de agua superficial mediante títulos inscritos actualmente en el REPDA"]
[10,"Río Cazadero",121.63800000000001,0,0,0,0,0,0,0,0,0,0,121.63800000000001,0,121.63800000000001,{"$f":"P18","v":121.63800000000001},null,"Uc (b).- Volumen anual de extracción de agua superficial de títulos en proceso de inscripción en el REPDA"]
[11,"Río Niltepec 1",29.722999999999999,0,2.6438E-2,0,0,2.6438E-2,1.9828499999999999E-2,0,0,0,0,29.716390499999999,{"$f":"BE105","v":0},29.716390499999999,{"$f":"BF105","v":29.716390499999999},null,"Uc (c).- Volumen anual correspondiente a las reservas y las zonas reglamentadas"]
[12,"Río Niltepec 2",77.614000000000004,{"$f":"N19","v":29.716390499999999},0,0,0,0,0,0,0,0,0,107.33039050000001,{"$f":"BE107","v":0},107.33039050000001,{"$f":"BF107","v":107.33039050000001},null,"R.- Retornos"]
[13,"Río Ostuta 1",464.94,0,3.4164E-2,0,0,3.4164E-2,2.5623E-2,0,0,0,0,464.93145900000002,{"$f":"AH115","v":0.566430088195915},464.36502891180407,{"$f":"AI115","v":464.36502891180407},null,"Im.- Importaciones"]
[14,"Río Zanatepec",99.04,0,0.108127,0,0,0.108127,2.17304E-2,0,0,0,0,98.953603400000006,{"$f":"AH117","v":0.12055604587764751},98.833047354122357,{"$f":"AI117","v":98.833047354122357},null,"Ex.- Exportaciones"]
[15,"Río Ostuta 2",246.648,{"$f":"N21+N22","v":563.88506240000004},0.94908899999999996,3.9E-2,0,0.988089,0.50023184999999992,0,0,0,0,810.04520525000009,{"$f":"AH119","v":0},810.04520525000009,{"$f":"AI119","v":810.04520525000009},null,"Ev.- Evaporación en embalses"]
[null,"Totales",{"$f":"SUM(C9:C23)","v":3099.2377077666438},null,{"$f":"SUM(E9:E23)","v":1122.3636385699999},{"$f":"SUM(F9:F23)","v":0.21268089000000001},{"$f":"SUM(G9:G23)","v":0},1122.5763194599999,779.6004544095,362.04700000000003,640.79115044247794,75.021000000000001,-0.47399999999999998,null,null,null,{"$f":"Q12+Q14+Q15+Q17+Q18+Q20+Q23","v":2402.9706922736659},null,"Av.- Variación de almacenamiento en embalses"]
["Valores  en millones de metros cúbicos",null,null,null,null,null,null,null,null,null,null,null,null,null,null,null,null,null,"Ab.- Escurrimiento hacia aguas abajo "]
[null,null,null,null,null,null,null,null,null,null,null,null,null,null,null,null,null,null,"Rxy.- Volumen comprometido hacia aguas abajo"]
[null,null,null,null,null,null,null,null,null,null,null,null,null,null,null,null,null,null,"D.- Disponibilidad"]
[]
[]
[]
[]
[]
[]
[]
[]
[]
[]
[]
[]
[]
[]
[]
[]
[]
[]
[]
[]
[]
[]
[]
[]
[]
[]
[]
[]
[]
[]
[]
[]
[]
[]
[]
[]
[]
[]
[]
[]
[]
[]
[]
[]
[]
[]
[]
[]
[]
[]
[]
["No LINEA","CUENCA O REGION","CONEXION",null,null,null,null,"OFERTA  POTENCIAL",null,null,null,null,"DEMANDA CONSUNTIVA",null,null,null,null,null,null,null,"OFERTA REAL",null,null,null,null,null,null,null,null,null,null,null,null,null,"EXTRACC Y VOLS RESERV PARA A ABAJO",null,null,null,null,null,null,null,null,null,null,null,null,null,null,null,null,null,null,"POR CUENCA PROPIA",null,null,"A LA SAL. DEL C PRINCIPAL",null,"DISPONIBILIDAD RELATIVA",null,null,null,"OFERTA - DEMANDA"]
[null,"HIDROLOGICA","DE ","HACIA",null,null,null,"Cp","Cp A Arriba","Im","R","TOTAL","Uc","Ev","Ex","TOTAL","TOTAL ACUM.","Dv","Ab","Ab","Cp","Ar1","Ar2","Ar3","Ar4","Ar5","Ar6","Ar7","Ar8","Ar9","Ar10","Ar11","Im","TOTAL","Uc","Re1","Re2","RImp","TOTAL","para Cp","para Ar1","para Ar2","para Ar3","para Ar4","para Ar5","para Ar6","para Ar7","para Ar8","para Ar9","para Ar10","para Ar11","para Im","TOTAL","RESERVADO","DISPONIBLE","DImp","RESERVADO","DISPONIBLE","INDICE","CLAVE","COLOR",null,"OFERTA","DEMANDA","Indice"]
["Cuenca Río Matape"]
[null,null,null,null,null,null,null,null,null,null,null,null,null,null,null,null,null,null,null,null,{"$f":"IF(U83=0,\"\",U83/(SUM($U83:$AG83)))","v":1},{"$f":"IF(V83=0,\"\",V83/(SUM($U83:$AG83)))","v":""},{"$f":"IF(W83=0,\"\",W83/(SUM($U83:$AG83)))","v":""},{"$f":"IF(X83=0,\"\",X83/(SUM($U83:$AG83)))","v":""},{"$f":"IF(Y83=0,\"\",Y83/(SUM($U83:$AG83)))","v":""},{"$f":"IF(Z83=0,\"\",Z83/(SUM($U83:$AG83)))","v":""},"","","","","","","",{"$f":"SUM(U82:AG82)","v":1},null,null,null,null,null,{"$f":"IF(U82=0,\"\",U82)","v":1},{"$f":"IF(V82=0,\"\",V82)","v":""},{"$f":"IF(W82=0,\"\",W82)","v":""},{"$f":"IF(X82=0,\"\",X82)","v":""},{"$f":"IF(Y82=0,\"\",Y82)","v":""},{"$f":"IF(Z82=0,\"\",Z82)","v":""},"","","","","",{"$f":"IF(AF82=0,\"\",AF82)","v":""},{"$f":"IF(AG82=0,\"\",AG82)","v":""},{"$f":"SUM(AN82:AZ82)","v":1}]
["A",{"$f":"A83","v":"A"},{"$f":"A83","v":"A"},"B",null,null,null,{"$f":"C13","v":143.69200000000001},null,{"$f":"J13","v":0},{"$f":"I13","v":0.44807631399999998},{"$f":"SUM(H83:K83)","v":144.140076314},{"$f":"H13","v":0.73296357000000001},{"$f":"L13","v":0},{"$f":"K13","v":0},{"$f":"SUM(M83:O83)","v":0.73296357000000001},{"$f":"+P83","v":0.73296357000000001},{"$f":"M13","v":0},{"$f":"L83-Q83-R83","v":143.40711274399999},{"$f":"IF(S83<0,0,S83)","v":143.40711274399999},{"$f":"K83+H83","v":144.140076314},null,null,null,null,null,null,null,null,null,null,null,{"$f":"J83","v":0},{"$f":"SUM(U83:AG83)","v":144.140076314},{"$f":"+Q83","v":0.73296357000000001},{"$f":"(AI85+R85)*V84","v":73.196313062568791},{"$f":"AI83+R83+AJ83","v":73.929276632568786},{"$f":"IF(AG83>0,(AI83+R83+AJ83)*AG82,\"\")","v":""},{"$f":"SUM(AI83:AK83)","v":147.85855326513757},{"$f":"IF(AN82=\"\",\"\",$AM83*AN82)","v":147.85855326513757},"","","","","","","","","","","","",{"$f":"SUM(AN83:AZ83)","v":147.85855326513757},{"$f":"+U83","v":144.140076314},{"$f":"IF(D83=\"MAR\",IF((BB83-AJ83)<0,0,BB83-AJ83),IF(D83=\"Cerrada\",IF((BB83-AJ83)<0,0,BB83-AJ83),IF((BB83-AK83)<0,0,BB83-AK83)))","v":70.210799681431212},{"$f":"IF(AG83=0,\"\",IF(AG83-AL83<0,0,AG83-AL83))","v":""},{"$f":"IF(D83=\"MAR\",0,IF(D83=\"Cerrada\",0,AJ83))","v":73.196313062568791},{"$f":"IF(T83-BE83<0,0,T83-BE83)","v":70.210799681431197},{"$f":"IF(D83=\"MAR\",IF(AI83+R83+AJ83=0,\"Infinito\",(I83+U83+AG83)/(AI83+R83)),IF(D83=\"Cerrada\",IF(AI83+R83+AJ83=0,\"Infinito\",(I83+U83+AG83)/(AI83+R83)),IF(AI83+R83+AJ83=0,\"Infinito\",(I83+U83+AG83)/(AI83+R83+AJ83))))","v":1.9497022408372999},{"$f":"IF(BG83<1.4,\"1\", IF(BG83<3,\"2\", IF(BG83<9,\"3\", \"4\")))","v":"2"},{"$f":"IF(BG83<1.4,\"ROJO\", IF(BG83<3,\"AMARILLO\", IF(BG83<9,\"VERDE\", \"AZUL\")))","v":"AMARILLO"},{"$f":"IF(BG83<1.4,\"Déficit\", IF(BG83<3,\"Equilibrio\", IF(BG83<9,\"Disponibilidad\", \"Abundante\")))","v":"Equilibrio"},{"$f":"I83+U83+AG83","v":144.140076314},{"$f":"IF(D83=\"MAR\",AI83+R83,IF(D83=\"Cerrada\",AI83+R83,AI83+R83+AJ83))","v":73.929276632568786},{"$f":"BK83/BL83","v":1.9497022408372999},{"$f":"IF(BM83-BG83=0,\"\",\"CHECAR\")","v":""}]
[null,null,null,null,null,null,null,null,null,null,null,null,null,null,null,null,null,null,null,null,{"$f":"IF(U85=0,\"\",U85/(SUM($U85:$AG85)))","v":0.31105620667915657},{"$f":"IF(V85=0,\"\",V85/(SUM($U85:$AG85)))","v":0.19546668580196258},{"$f":"IF(W85=0,\"\",W85/(SUM($U85:$AG85)))","v":""},{"$f":"IF(X85=0,\"\",X85/(SUM($U85:$AG85)))","v":""},{"$f":"IF(Y85=0,\"\",Y85/(SUM($U85:$AG85)))","v":""},{"$f":"IF(Z85=0,\"\",Z85/(SUM($U85:$AG85)))","v":""},"","","","","","",0.49347710751888091,{"$f":"SUM(U84:AG84)","v":1},null,null,null,null,null,{"$f":"IF(U84=0,\"\",U84)","v":0.31105620667915657},{"$f":"IF(V84=0,\"\",V84)","v":0.19546668580196258},{"$f":"IF(W84=0,\"\",W84)","v":""},{"$f":"IF(X84=0,\"\",X84)","v":""},{"$f":"IF(Y84=0,\"\",Y84)","v":""},{"$f":"IF(Z84=0,\"\",Z84)","v":""},"","","","","","",0.49347710751888091,{"$f":"SUM(AN84:AZ84)","v":1}]
["B",{"$f":"A85","v":"B"},{"$f":"A85","v":"B"},"MAR",null,null,null,{"$f":"C14","v":153.25399999999999},{"$f":"T83","v":143.40711274399999},{"$f":"J14","v":362.04700000000003},{"$f":"I14","v":74.957126197500003},{"$f":"SUM(H85:K85)","v":733.66523894149998},{"$f":"H14","v":374.46950493000003},{"$f":"L14","v":0},{"$f":"K14","v":0},{"$f":"SUM(M85:O85)","v":374.46950493000003},{"$f":"+P85","v":374.46950493000003},{"$f":"M14","v":0},{"$f":"L85-Q85-R85","v":359.19573401149995},{"$f":"IF(S85<0,0,S85)","v":359.19573401149995},{"$f":"K85+H85","v":228.21112619749999},{"$f":"T83","v":143.40711274399999},null,null,null,null,null,null,null,null,null,null,{"$f":"J85","v":362.04700000000003},{"$f":"SUM(U85:AG85)","v":733.66523894149998},{"$f":"+Q85","v":374.46950493000003},{"$f":"(AI85+R85)*U84","v":116.48106372054752},null,{"$f":"IF(AG85>0,(AI85+R85+AJ85)*AG84,\"\")","v":242.27286655242199},{"$f":"SUM(AI85:AK85)","v":490.95056865054755},{"$f":"IF(AN84=\"\",\"\",$AM85*AN84)","v":152.71322155141416},95.964480546711442,"","","","","","","","","","",242.27286655242199,{"$f":"SUM(AN85:AZ85)","v":490.95056865054761},{"$f":"+U85","v":228.21112619749999},{"$f":"IF(D85=\"MAR\",IF((BB85-AJ85)<0,0,BB85-AJ85),IF(D85=\"Cerrada\",IF((BB85-AJ85)<0,0,BB85-AJ85),IF((BB85-AK85)<0,0,BB85-AK85)))","v":111.73006247695247},{"$f":"IF(AG85=0,\"\",IF(AG85-AL85<0,0,AG85-AL85))","v":119.77413344757804},{"$f":"IF(D85=\"MAR\",0,IF(D85=\"Cerrada\",0,AJ85))","v":0},{"$f":"IF(T85-BE85<0,0,T85-BE85)","v":359.19573401149995},{"$f":"IF(D85=\"MAR\",IF(AI85+R85+AJ85=0,\"Infinito\",(I85+U85+AG85)/(AI85+R85)),IF(D85=\"Cerrada\",IF(AI85+R85+AJ85=0,\"Infinito\",(I85+U85+AG85)/(AI85+R85)),IF(AI85+R85+AJ85=0,\"Infinito\",(I85+U85+AG85)/(AI85+R85+AJ85))))","v":1.959212243674274},{"$f":"IF(BG85<1.4,\"1\", IF(BG85<3,\"2\", IF(BG85<9,\"3\", \"4\")))","v":"2"},{"$f":"IF(BG85<1.4,\"ROJO\", IF(BG85<3,\"AMARILLO\", IF(BG85<9,\"VERDE\", \"AZUL\")))","v":"AMARILLO"},{"$f":"IF(BG85<1.4,\"Déficit\", IF(BG85<3,\"Equilibrio\", IF(BG85<9,\"Disponibilidad\", \"Abundante\")))","v":"Equilibrio"},{"$f":"IF(I85+U85+AG85<=0,0,I85+U85+AG85)","v":733.66523894149998},{"$f":"IF(D85=\"MAR\",AI85+R85,IF(D85=\"Cerrada\",AI85+R85,AI85+R85+AJ85))","v":374.46950493000003},{"$f":"BK85/BL85","v":1.959212243674274},{"$f":"IF(BM85-BG85=0,\"\",\"CHECAR\")","v":""}]
[]
[null,null,null,null,null,null,null,null,null,null,null,null,null,null,null,null,null,null,null,null,null,null,null,null,null,null,null,null,null,null,null,null,null,null,null,null,null,"Comprobación  ",null,null,null,null,null,null,null,null,null,null,null,null,null,null,null,"SDxx   ",null,null,"Ab   "]
[null,null,null,null,null,null,null,null,null,null,null,null,null,null,null,null,null,null,null,null,null,null,null,null,null,null,null,null,null,null,null,null,null,null,null,null,null,null,null,null,null,null,null,null,null,null,null,null,null,null,null,null,null,{"$f":"SUM(BC83:BD85)","v":301.71499560596169},"Mm3",null,{"$f":"T85","v":359.19573401149995},"Mm3"]
[]
["No LINEA","CUENCA O REGION","CONEXION",null,null,null,null,"OFERTA  POTENCIAL",null,null,null,null,"DEMANDA CONSUNTIVA",null,null,null,null,null,null,null,"OFERTA REAL",null,null,null,null,null,null,null,null,null,null,null,null,null,"EXTRACC Y VOLS RESERV PARA A ABAJO",null,null,null,null,null,null,null,null,null,null,null,null,null,null,null,null,null,null,"POR CUENCA PROPIA",null,null,"A LA SAL. DEL C PRINCIPAL",null,"DISPONIBILIDAD RELATIVA",null,null,null,"OFERTA - DEMANDA"]
[null,"HIDROLOGICA","DE ","HACIA",null,null,null,"Cp","Cp A Arriba","Im","R","TOTAL","Uc","Ev","Ex","TOTAL","TOTAL ACUM.","Dv","Ab","Ab","Cp","Ar1","Ar2","Ar3","Ar4","Ar5","Ar6","Ar7","Ar8","Ar9","Ar10","Ar11","Im","TOTAL","Uc","Re1","Re2","RImp","TOTAL","para Cp","para Ar1","para Ar2","para Ar3","para Ar4","para Ar5","para Ar6","para Ar7","para Ar8","para Ar9","para Ar10","para Ar11","para Im","TOTAL","RESERVADO","DISPONIBLE","DImp","RESERVADO","DISPONIBLE","INDICE","CLAVE","COLOR",null,"OFERTA","DEMANDA","Indice"]
["Cuenca Río Matape"]
[null,null,null,null,null,null,null,null,null,null,null,null,null,null,null,null,null,null,null,null,{"$f":"IF(U94=0,\"\",U94/(SUM($U94:$AG94)))","v":1},{"$f":"IF(V94=0,\"\",V94/(SUM($U94:$AG94)))","v":""},{"$f":"IF(W94=0,\"\",W94/(SUM($U94:$AG94)))","v":""},{"$f":"IF(X94=0,\"\",X94/(SUM($U94:$AG94)))","v":""},{"$f":"IF(Y94=0,\"\",Y94/(SUM($U94:$AG94)))","v":""},{"$f":"IF(Z94=0,\"\",Z94/(SUM($U94:$AG94)))","v":""},"","","","","","","",{"$f":"SUM(U93:AG93)","v":1},null,null,null,null,null,{"$f":"IF(U93=0,\"\",U93)","v":1},"","","","","","","","","","","","",{"$f":"SUM(AN93:AZ93)","v":1}]
["A",{"$f":"A94","v":"A"},{"$f":"A94","v":"A"},"B",null,null,null,{"$f":"C16","v":235.22499999999999},null,{"$f":"J16","v":0},{"$f":"I16","v":1.1016700000000001E-2},{"$f":"SUM(H94:K94)","v":235.23601669999999},{"$f":"H16","v":2.5621499999999998E-2},{"$f":"L16","v":0},{"$f":"K16","v":0},{"$f":"SUM(M94:O94)","v":2.5621499999999998E-2},{"$f":"+P94","v":2.5621499999999998E-2},{"$f":"M16","v":0},{"$f":"L94-Q94-R94","v":235.21039519999999},{"$f":"IF(S94<0,0,S94)","v":235.21039519999999},{"$f":"K94+H94","v":235.23601669999999},null,null,null,null,null,null,null,null,null,null,null,{"$f":"J94","v":0},{"$f":"SUM(U94:AG94)","v":235.23601669999999},{"$f":"+Q94","v":2.5621499999999998E-2},{"$f":"(AI96+R96)*V95","v":0.12502866473156998},{"$f":"AI94+R94+AJ94","v":0.15065016473156997},{"$f":"IF(AG94>0,(AI94+R94+AJ94)*AG93,\"\")","v":""},{"$f":"SUM(AI94:AK94)","v":0.30130032946313995},{"$f":"IF(AN93=\"\",\"\",$AM94*AN93)","v":0.30130032946313995},"","","","","","","","","","","","",{"$f":"SUM(AN94:AZ94)","v":0.30130032946313995},{"$f":"+U94","v":235.23601669999999},{"$f":"IF(D94=\"MAR\",IF((BB94-AJ94)<0,0,BB94-AJ94),IF(D94=\"Cerrada\",IF((BB94-AJ94)<0,0,BB94-AJ94),IF((BB94-AK94)<0,0,BB94-AK94)))","v":235.08536653526843},{"$f":"IF(AG94=0,\"\",IF(AG94-AL94<0,0,AG94-AL94))","v":""},{"$f":"IF(D94=\"MAR\",0,IF(D94=\"Cerrada\",0,AJ94))","v":0.12502866473156998},{"$f":"IF(T94-BE94<0,0,T94-BE94)","v":235.08536653526843},{"$f":"IF(D94=\"MAR\",IF(AI94+R94+AJ94=0,\"Infinito\",(I94+U94+AG94)/(AI94+R94)),IF(D94=\"Cerrada\",IF(AI94+R94+AJ94=0,\"Infinito\",(I94+U94+AG94)/(AI94+R94)),IF(AI94+R94+AJ94=0,\"Infinito\",(I94+U94+AG94)/(AI94+R94+AJ94))))","v":1561.472017764773},{"$f":"IF(BG94<1.4,\"1\", IF(BG94<3,\"2\", IF(BG94<9,\"3\", \"4\")))","v":"4"},{"$f":"IF(BG94<1.4,\"ROJO\", IF(BG94<3,\"AMARILLO\", IF(BG94<9,\"VERDE\", \"AZUL\")))","v":"AZUL"},{"$f":"IF(BG94<1.4,\"Déficit\", IF(BG94<3,\"Equilibrio\", IF(BG94<9,\"Disponibilidad\", \"Abundante\")))","v":"Abundante"},{"$f":"I94+U94+AG94","v":235.23601669999999},{"$f":"IF(D94=\"MAR\",AI94+R94,IF(D94=\"Cerrada\",AI94+R94,AI94+R94+AJ94))","v":0.15065016473156997},{"$f":"BK94/BL94","v":1561.472017764773},{"$f":"IF(BM94-BG94=0,\"\",\"CHECAR\")","v":""}]
[null,null,null,null,null,null,null,null,null,null,null,null,null,null,null,null,null,null,null,null,{"$f":"IF(U96=0,\"\",U96/(SUM($U96:$AG96)))","v":0.10882866539149107},{"$f":"IF(V96=0,\"\",V96/(SUM($U96:$AG96)))","v":0.89117133460850895},{"$f":"IF(W96=0,\"\",W96/(SUM($U96:$AG96)))","v":""},{"$f":"IF(X96=0,\"\",X96/(SUM($U96:$AG96)))","v":""},{"$f":"IF(Y96=0,\"\",Y96/(SUM($U96:$AG96)))","v":""},{"$f":"IF(Z96=0,\"\",Z96/(SUM($U96:$AG96)))","v":""},"","","","","","","",{"$f":"SUM(U95:AG95)","v":1},null,null,null,null,null,{"$f":"IF(U95=0,\"\",U95)","v":0.10882866539149107},0.89117133460850895,"","","","","","","","","","","",{"$f":"SUM(AN95:AZ95)","v":1}]
["B",{"$f":"A96","v":"B"},{"$f":"A96","v":"B"},"MAR",null,null,null,{"$f":"C17","v":28.63},{"$f":"T94","v":235.21039519999999},{"$f":"J17","v":0},{"$f":"I17","v":9.358255E-2},{"$f":"SUM(H96:K96)","v":263.93397775},{"$f":"H17","v":0.14029700000000001},{"$f":"L17","v":0},{"$f":"K17","v":0},{"$f":"SUM(M96:O96)","v":0.14029700000000001},{"$f":"+P96","v":0.14029700000000001},{"$f":"M17","v":0},{"$f":"L96-Q96-R96","v":263.79368075000002},{"$f":"IF(S96<0,0,S96)","v":263.79368075000002},{"$f":"K96+H96","v":28.72358255},{"$f":"T94","v":235.21039519999999},null,null,null,null,null,null,null,null,null,null,{"$f":"J96","v":0},{"$f":"SUM(U96:AG96)","v":263.93397775},{"$f":"+Q96","v":0.14029700000000001},{"$f":"(AI96+R96)*U95","v":1.5268335268430022E-2},null,{"$f":"IF(AG96>0,(AI96+R96+AJ96)*AG95,\"\")","v":""},{"$f":"SUM(AI96:AK96)","v":0.15556533526843003},{"$f":"IF(AN95=\"\",\"\",$AM96*AN95)","v":1.6929967818443095E-2},0.13863536744998695,"","","","","","","","","","","",{"$f":"SUM(AN96:AZ96)","v":0.15556533526843003},{"$f":"+U96","v":28.72358255},{"$f":"IF(D96=\"MAR\",IF((BB96-AJ96)<0,0,BB96-AJ96),IF(D96=\"Cerrada\",IF((BB96-AJ96)<0,0,BB96-AJ96),IF((BB96-AK96)<0,0,BB96-AK96)))","v":28.708314214731569},{"$f":"IF(AG96=0,\"\",IF(AG96-AL96<0,0,AG96-AL96))","v":""},{"$f":"IF(D96=\"MAR\",0,IF(D96=\"Cerrada\",0,AJ96))","v":0},{"$f":"IF(T96-BE96<0,0,T96-BE96)","v":263.79368075000002},{"$f":"IF(D96=\"MAR\",IF(AI96+R96+AJ96=0,\"Infinito\",(I96+U96+AG96)/(AI96+R96)),IF(D96=\"Cerrada\",IF(AI96+R96+AJ96=0,\"Infinito\",(I96+U96+AG96)/(AI96+R96)),IF(AI96+R96+AJ96=0,\"Infinito\",(I96+U96+AG96)/(AI96+R96+AJ96))))","v":1881.2517569869633},{"$f":"IF(BG96<1.4,\"1\", IF(BG96<3,\"2\", IF(BG96<9,\"3\", \"4\")))","v":"4"},{"$f":"IF(BG96<1.4,\"ROJO\", IF(BG96<3,\"AMARILLO\", IF(BG96<9,\"VERDE\", \"AZUL\")))","v":"AZUL"},{"$f":"IF(BG96<1.4,\"Déficit\", IF(BG96<3,\"Equilibrio\", IF(BG96<9,\"Disponibilidad\", \"Abundante\")))","v":"Abundante"},{"$f":"IF(I96+U96+AG96<=0,0,I96+U96+AG96)","v":263.93397775},{"$f":"IF(D96=\"MAR\",AI96+R96,IF(D96=\"Cerrada\",AI96+R96,AI96+R96+AJ96))","v":0.14029700000000001},{"$f":"BK96/BL96","v":1881.2517569869633},{"$f":"IF(BM96-BG96=0,\"\",\"CHECAR\")","v":""}]
[]
[null,null,null,null,null,null,null,null,null,null,null,null,null,null,null,null,null,null,null,null,null,null,null,null,null,null,null,null,null,null,null,null,null,null,null,null,null,"Comprobación  ",null,null,null,null,null,null,null,null,null,null,null,null,null,null,null,"SDxx   ",null,null,"Ab   "]
[null,null,null,null,null,null,null,null,null,null,null,null,null,null,null,null,null,null,null,null,null,null,null,null,null,null,null,null,null,null,null,null,null,null,null,null,null,null,null,null,null,null,null,null,null,null,null,null,null,null,null,null,null,{"$f":"SUM(BC94:BD96)","v":263.79368075000002},"Mm3",null,{"$f":"T96","v":263.79368075000002},"Mm3"]
[]
["No LINEA","CUENCA O REGION","CONEXION",null,null,null,null,"OFERTA  POTENCIAL",null,null,null,null,"DEMANDA CONSUNTIVA",null,null,null,null,null,null,null,"OFERTA REAL",null,null,null,null,null,null,null,null,null,null,null,null,null,"EXTRACC Y VOLS RESERV PARA A ABAJO",null,null,null,null,null,null,null,null,null,null,null,null,null,null,null,null,null,null,"POR CUENCA PROPIA",null,null,"A LA SAL. DEL C PRINCIPAL",null,"DISPONIBILIDAD RELATIVA",null,null,null,"OFERTA - DEMANDA"]
[null,"HIDROLOGICA","DE ","HACIA",null,null,null,"Cp","Cp A Arriba","Im","R","TOTAL","Uc","Ev","Ex","TOTAL","TOTAL ACUM.","Dv","Ab","Ab","Cp","Ar1","Ar2","Ar3","Ar4","Ar5","Ar6","Ar7","Ar8","Ar9","Ar10","Ar11","Im","TOTAL","Uc","Re1","Re2","RImp","TOTAL","para Cp","para Ar1","para Ar2","para Ar3","para Ar4","para Ar5","para Ar6","para Ar7","para Ar8","para Ar9","para Ar10","para Ar11","para Im","TOTAL","RESERVADO","DISPONIBLE","DImp","RESERVADO","DISPONIBLE","INDICE","CLAVE","COLOR",null,"OFERTA","DEMANDA","Indice"]
["Cuenca Río Matape"]
[null,null,null,null,null,null,null,null,null,null,null,null,null,null,null,null,null,null,null,null,{"$f":"IF(U105=0,\"\",U105/(SUM($U105:$AG105)))","v":1},{"$f":"IF(V105=0,\"\",V105/(SUM($U105:$AG105)))","v":""},{"$f":"IF(W105=0,\"\",W105/(SUM($U105:$AG105)))","v":""},{"$f":"IF(X105=0,\"\",X105/(SUM($U105:$AG105)))","v":""},{"$f":"IF(Y105=0,\"\",Y105/(SUM($U105:$AG105)))","v":""},{"$f":"IF(Z105=0,\"\",Z105/(SUM($U105:$AG105)))","v":""},"","","","","","","",{"$f":"SUM(U104:AG104)","v":1},null,null,null,null,null,{"$f":"IF(U104=0,\"\",U104)","v":1},"","","","","","","","","","","","",{"$f":"SUM(AN104:AZ104)","v":1}]
["A",{"$f":"A105","v":"A"},{"$f":"A105","v":"A"},"B",null,null,null,{"$f":"C19","v":29.722999999999999},null,{"$f":"J19","v":0},{"$f":"I19","v":1.9828499999999999E-2},{"$f":"SUM(H105:K105)","v":29.742828499999998},{"$f":"H19","v":2.6438E-2},{"$f":"L19","v":0},{"$f":"K19","v":0},{"$f":"SUM(M105:O105)","v":2.6438E-2},{"$f":"+P105","v":2.6438E-2},{"$f":"M19","v":0},{"$f":"L105-Q105-R105","v":29.716390499999999},{"$f":"IF(S105<0,0,S105)","v":29.716390499999999},{"$f":"K105+H105","v":29.742828499999998},null,null,null,null,null,null,null,null,null,null,null,{"$f":"J105","v":0},{"$f":"SUM(U105:AG105)","v":29.742828499999998},{"$f":"+Q105","v":2.6438E-2},{"$f":"(AI107+R107)*V106","v":0},{"$f":"AI105+R105+AJ105","v":2.6438E-2},{"$f":"IF(AG105>0,(AI105+R105+AJ105)*AG104,\"\")","v":""},{"$f":"SUM(AI105:AK105)","v":5.2875999999999999E-2},{"$f":"IF(AN104=\"\",\"\",$AM105*AN104)","v":5.2875999999999999E-2},"","","","","","","","","","","","",{"$f":"SUM(AN105:AZ105)","v":5.2875999999999999E-2},{"$f":"+U105","v":29.742828499999998},{"$f":"IF(D105=\"MAR\",IF((BB105-AJ105)<0,0,BB105-AJ105),IF(D105=\"Cerrada\",IF((BB105-AJ105)<0,0,BB105-AJ105),IF((BB105-AK105)<0,0,BB105-AK105)))","v":29.716390499999999},{"$f":"IF(AG105=0,\"\",IF(AG105-AL105<0,0,AG105-AL105))","v":""},{"$f":"IF(D105=\"MAR\",0,IF(D105=\"Cerrada\",0,AJ105))","v":0},{"$f":"IF(T105-BE105<0,0,T105-BE105)","v":29.716390499999999},{"$f":"IF(D105=\"MAR\",IF(AI105+R105+AJ105=0,\"Infinito\",(I105+U105+AG105)/(AI105+R105)),IF(D105=\"Cerrada\",IF(AI105+R105+AJ105=0,\"Infinito\",(I105+U105+AG105)/(AI105+R105)),IF(AI105+R105+AJ105=0,\"Infinito\",(I105+U105+AG105)/(AI105+R105+AJ105))))","v":1125.002969210984},{"$f":"IF(BG105<1.4,\"1\", IF(BG105<3,\"2\", IF(BG105<9,\"3\", \"4\")))","v":"4"},{"$f":"IF(BG105<1.4,\"ROJO\", IF(BG105<3,\"AMARILLO\", IF(BG105<9,\"VERDE\", \"AZUL\")))","v":"AZUL"},{"$f":"IF(BG105<1.4,\"Déficit\", IF(BG105<3,\"Equilibrio\", IF(BG105<9,\"Disponibilidad\", \"Abundante\")))","v":"Abundante"},{"$f":"I105+U105+AG105","v":29.742828499999998},{"$f":"IF(D105=\"MAR\",AI105+R105,IF(D105=\"Cerrada\",AI105+R105,AI105+R105+AJ105))","v":2.6438E-2},{"$f":"BK105/BL105","v":1125.002969210984},{"$f":"IF(BM105-BG105=0,\"\",\"CHECAR\")","v":""}]
[null,null,null,null,null,null,null,null,null,null,null,null,null,null,null,null,null,null,null,null,{"$f":"IF(U107=0,\"\",U107/(SUM($U107:$AG107)))","v":0.72313162784961638},{"$f":"IF(V107=0,\"\",V107/(SUM($U107:$AG107)))","v":0.27686837215038362},{"$f":"IF(W107=0,\"\",W107/(SUM($U107:$AG107)))","v":""},{"$f":"IF(X107=0,\"\",X107/(SUM($U107:$AG107)))","v":""},{"$f":"IF(Y107=0,\"\",Y107/(SUM($U107:$AG107)))","v":""},{"$f":"IF(Z107=0,\"\",Z107/(SUM($U107:$AG107)))","v":""},"","","","","","","",{"$f":"SUM(U106:AG106)","v":1},null,null,null,null,null,{"$f":"IF(U106=0,\"\",U106)","v":0.72313162784961638},0.27686837215038362,"","","","","","","","","","","",{"$f":"SUM(AN106:AZ106)","v":1}]
["B",{"$f":"A107","v":"B"},{"$f":"A107","v":"B"},"MAR",null,null,null,{"$f":"C20","v":77.614000000000004},{"$f":"T105","v":29.716390499999999},{"$f":"J20","v":0},{"$f":"I20","v":0},{"$f":"SUM(H107:K107)","v":107.33039050000001},{"$f":"H20","v":0},{"$f":"L20","v":0},{"$f":"K20","v":0},{"$f":"SUM(M107:O107)","v":0},{"$f":"+P107","v":0},{"$f":"M20","v":0},{"$f":"L107-Q107-R107","v":107.33039050000001},{"$f":"IF(S107<0,0,S107)","v":107.33039050000001},{"$f":"K107+H107","v":77.614000000000004},{"$f":"T105","v":29.716390499999999},null,null,null,null,null,null,null,null,null,null,{"$f":"J107","v":0},{"$f":"SUM(U107:AG107)","v":107.33039050000001},{"$f":"+Q107","v":0},{"$f":"(AI107+R107)*U106","v":0},null,{"$f":"IF(AG107>0,(AI107+R107+AJ107)*AG106,\"\")","v":""},{"$f":"SUM(AI107:AK107)","v":0},{"$f":"IF(AN106=\"\",\"\",$AM107*AN106)","v":0},0,"","","","","","","","","","","",{"$f":"SUM(AN107:AZ107)","v":0},{"$f":"+U107","v":77.614000000000004},{"$f":"IF(D107=\"MAR\",IF((BB107-AJ107)<0,0,BB107-AJ107),IF(D107=\"Cerrada\",IF((BB107-AJ107)<0,0,BB107-AJ107),IF((BB107-AK107)<0,0,BB107-AK107)))","v":77.614000000000004},{"$f":"IF(AG107=0,\"\",IF(AG107-AL107<0,0,AG107-AL107))","v":""},{"$f":"IF(D107=\"MAR\",0,IF(D107=\"Cerrada\",0,AJ107))","v":0},{"$f":"IF(T107-BE107<0,0,T107-BE107)","v":107.33039050000001},{"$f":"IF(D107=\"MAR\",IF(AI107+R107+AJ107=0,\"Infinito\",(I107+U107+AG107)/(AI107+R107)),IF(D107=\"Cerrada\",IF(AI107+R107+AJ107=0,\"Infinito\",(I107+U107+AG107)/(AI107+R107)),IF(AI107+R107+AJ107=0,\"Infinito\",(I107+U107+AG107)/(AI107+R107+AJ107))))","v":"Infinito"},{"$f":"IF(BG107<1.4,\"1\", IF(BG107<3,\"2\", IF(BG107<9,\"3\", \"4\")))","v":"4"},{"$f":"IF(BG107<1.4,\"ROJO\", IF(BG107<3,\"AMARILLO\", IF(BG107<9,\"VERDE\", \"AZUL\")))","v":"AZUL"},{"$f":"IF(BG107<1.4,\"Déficit\", IF(BG107<3,\"Equilibrio\", IF(BG107<9,\"Disponibilidad\", \"Abundante\")))","v":"Abundante"},{"$f":"IF(I107+U107+AG107<=0,0,I107+U107+AG107)","v":107.33039050000001},{"$f":"IF(D107=\"MAR\",AI107+R107,IF(D107=\"Cerrada\",AI107+R107,AI107+R107+AJ107))","v":0},{"$f":"BK107/BL107","v":{"$error":"#DIV/0!"}},{"$f":"IF(BM107-BG107=0,\"\",\"CHECAR\")","v":{"$error":"#DIV/0!"}}]
[]
[null,null,null,null,null,null,null,null,null,null,null,null,null,null,null,null,null,null,null,null,null,null,null,null,null,null,null,null,null,null,null,null,null,null,null,null,null,"Comprobación  ",null,null,null,null,null,null,null,null,null,null,null,null,null,null,null,"SDxx   ",null,null,"Ab   "]
[null,null,null,null,null,null,null,null,null,null,null,null,null,null,null,null,null,null,null,null,null,null,null,null,null,null,null,null,null,null,null,null,null,null,null,null,null,null,null,null,null,null,null,null,null,null,null,null,null,null,null,null,null,{"$f":"SUM(BC105:BD107)","v":107.33039050000001},"Mm3",null,{"$f":"T107","v":107.33039050000001},"Mm3"]
["No LINEA","CUENCA O REGION","CONEXION",null,null,null,null,"OFERTA  POTENCIAL",null,null,null,null,"DEMANDA CONSUNTIVA",null,null,null,null,null,null,"OFERTA REAL",null,null,null,null,null,null,"EXTRACC Y VOLS RESERV PARA A ABAJO",null,null,null,"POR CUENCA PROPIA",null,null,"A LA SAL. DEL C PRINCIPAL",null,"DISPONIBILIDAD RELATIVA"]
[null,"HIDROLOGICA","DE ","HACIA",null,null,null,"Cp","Cp A Arriba","Im","R","TOTAL","Uc","Ev","Ex","TOTAL","TOTAL ACUM.","Dv","Ab","Cp","Ar1","Ar2","Ar3","Ar4","Im","TOTAL","Uc","Re1","Re2","RImp","RESERVADO","DISPONIBLE","DImp","RESERVADO","DISPONIBLE","INDICE","CLAVE","COLOR"]
["Cuenca del río Papaloapan"]
[null,null,null,null,null,null,null,null,null,null,null,null,null,null,null,null,null,null,null,{"$f":"IF(T115=0,\"\",T115/(SUM($T115:$Y115)))","v":1},"","","","","",{"$f":"SUM(T114:Y114)","v":1}]
[1,"A","A","C",null,null,null,{"$f":"C21","v":464.94},null,{"$f":"J21","v":0},{"$f":"I21","v":2.5623E-2},{"$f":"SUM(H115:K115)","v":464.96562299999999},{"$f":"H21","v":3.4164E-2},{"$f":"L21","v":0},{"$f":"K21","v":0},{"$f":"SUM(M115:O115)","v":3.4164E-2},{"$f":"+P115","v":3.4164E-2},{"$f":"M21","v":0},{"$f":"L115-Q115-R115","v":464.93145900000002},{"$f":"K115+H115","v":464.96562299999999},null,null,null,null,{"$f":"J115","v":0},464.96562299999999,{"$f":"+Q115","v":3.4164E-2},{"$f":"AA119*V118","v":0.566430088195915},{"$f":"AA115+AB115+R115","v":0.60059408819591498},{"$f":"IF(Y115>0,(AA115+AB115)*Y114,\"\")","v":""},{"$f":"+T115","v":464.96562299999999},{"$f":"IF(AC115=0,AE115-AB115,AE115-AC115)","v":464.36502891180407},{"$f":"IF(Y115=0,\"\",IF(Y115-AD115<0,0,Y115-AD115))","v":""},{"$f":"+AB115","v":0.566430088195915},{"$f":"S115-AH115","v":464.36502891180407},{"$f":"IF(D115=\"MAR\",IF(AA115+R115+AB115=0,\"Infinito\",(I115+T115+Y115)/(AA115+R115)),IF(D115=\"C\",IF(AA115+R115+AB115=0,\"Infinito\",(I115+T115+Y115)/(AA115+AB115+R115)),IF(AA115+R115+AB115=0,\"Infinito\",(I115+T115+Y115)/(AA115+R115+AB115))))","v":774.17615680613778},{"$f":"IF(AJ115<1.4,\"1\", IF(AJ115<3,\"2\", IF(AJ115<9,\"3\", \"4\")))","v":"4"},{"$f":"IF(AJ115<1.4,\"ROJO\", IF(AJ115<3,\"AMARILLO\", IF(AJ115<9,\"VERDE\", \"AZUL\")))","v":"AZUL"},{"$f":"IF(AJ115<1.4,\"Déficit\", IF(AJ115<3,\"Equilibrio\", IF(AJ115<9,\"Disponibilidad\", \"Abundante\")))","v":"Abundante"}]
[null,null,null,null,null,null,null,null,null,null,null,null,null,null,null,null,null,null,null,{"$f":"IF(T117=0,\"\",T117/(SUM($T117:$Y117)))","v":1},"","","","","",1]
[2,"B","B","C",null,null,null,{"$f":"C22","v":99.04},null,{"$f":"J22","v":0},{"$f":"I22","v":2.17304E-2},{"$f":"SUM(H117:K117)","v":99.061730400000002},{"$f":"H22","v":0.108127},{"$f":"L22","v":0},{"$f":"K22","v":0},{"$f":"SUM(M117:O117)","v":0.108127},{"$f":"+P117","v":0.108127},{"$f":"M22","v":0},{"$f":"L117-Q117-R117","v":98.953603400000006},{"$f":"K117+H117","v":99.061730400000002},null,null,null,null,{"$f":"J117","v":0},99.061730400000002,{"$f":"+Q117","v":0.108127},{"$f":"AA119*U118","v":0.12055604587764751},{"$f":"AA117+AB117+R117","v":0.22868304587764751},{"$f":"IF(Y117>0,(AA117+AB117)*Y116,\"\")","v":""},{"$f":"+T117","v":99.061730400000002},{"$f":"IF(AC117=0,AE117-AB117,AE117-AC117)","v":98.833047354122357},{"$f":"IF(Y117=0,\"\",IF(Y117-AD117<0,0,Y117-AD117))","v":""},{"$f":"+AB117","v":0.12055604587764751},{"$f":"S117-AH117","v":98.833047354122357},{"$f":"IF(D117=\"MAR\",IF(AA117+R117+AB117=0,\"Infinito\",(I117+T117+Y117)/(AA117+R117)),IF(D117=\"C\",IF(AA117+R117+AB117=0,\"Infinito\",(I117+T117+Y117)/(AA117+AB117+R117)),IF(AA117+R117+AB117=0,\"Infinito\",(I117+T117+Y117)/(AA117+R117+AB117))))","v":433.18353584026113},{"$f":"IF(AJ117<1.4,\"1\", IF(AJ117<3,\"2\", IF(AJ117<9,\"3\", \"4\")))","v":"4"},{"$f":"IF(AJ117<1.4,\"ROJO\", IF(AJ117<3,\"AMARILLO\", IF(AJ117<9,\"VERDE\", \"AZUL\")))","v":"AZUL"},{"$f":"IF(AJ117<1.4,\"Déficit\", IF(AJ117<3,\"Equilibrio\", IF(AJ117<9,\"Disponibilidad\", \"Abundante\")))","v":"Abundante"}]
[null,null,null,null,null,null,null,null,null,null,null,null,null,null,null,null,null,null,null,{"$f":"IF(T119=0,\"\",T119/(SUM($T119:$Y119)))","v":0.30473253515264054},0.1220092986336732,0.57325816621368619,"","","",1]
[3,"C","C","MAR",null,null,null,{"$f":"C23","v":246.648},{"$f":"S115+S117","v":563.88506240000004},{"$f":"J23","v":0},{"$f":"I23","v":0.50023184999999992},{"$f":"SUM(H119:K119)","v":811.03329425000004},{"$f":"H23","v":0.988089},{"$f":"L23","v":0},{"$f":"K23","v":0},{"$f":"SUM(M119:O119)","v":0.988089},{"$f":"+P119","v":0.988089},{"$f":"M23","v":0},{"$f":"L119-Q119-R119","v":810.04520525000009},{"$f":"K119+H119","v":247.14823185},{"$f":"S117","v":98.953603400000006},{"$f":"S115","v":464.93145900000002},null,null,{"$f":"J119","v":0},811.03329425000004,{"$f":"+Q119","v":0.988089},{"$f":"AA119*T118","v":0.30110286592643742},null,{"$f":"IF(Y119>0,(AA119)*Y118,\"\")","v":""},{"$f":"+T119","v":247.14823185},{"$f":"IF(AC119=0,AE119-AB119,AE119-AC119)","v":246.84712898407358},{"$f":"IF(Y119=0,\"\",IF(Y119-AD119<0,0,Y119-AD119))","v":""},{"$f":"AC119","v":0},{"$f":"S119-AH119","v":810.04520525000009},{"$f":"IF(D119=\"MAR\",IF(AA119+R119+AB119=0,\"Infinito\",(I119+T119+Y119)/(AA119+R119)),IF(D119=\"C\",IF(AA119+R119+AB119=0,\"Infinito\",(I119+T119+Y119)/(AA119+AB119+R119)),IF(AA119+R119+AB119=0,\"Infinito\",(I119+T119+Y119)/(AA119+R119+AB119))))","v":820.8099617038547},{"$f":"IF(AJ119<1.4,\"1\", IF(AJ119<3,\"2\", IF(AJ119<9,\"3\", \"4\")))","v":"4"},{"$f":"IF(AJ119<1.4,\"ROJO\", IF(AJ119<3,\"AMARILLO\", IF(AJ119<9,\"VERDE\", \"AZUL\")))","v":"AZUL"},{"$f":"IF(AJ119<1.4,\"Déficit\", IF(AJ119<3,\"Equilibrio\", IF(AJ119<9,\"Disponibilidad\", \"Abundante\")))","v":"Abundante"}]
[]
[null,null,null,null,null,null,null,null,null,null,null,null,null,null,null,null,null,null,null,null,null,null,null,null,null,null,null,null,null,null,null,{"$f":"SUM(AF114:AF119)+141.68+1.05","v":952.77520525}]
[null,null,null,null,null,null,null,null,null,null,null,null,null,null,null,null,null,null,null,null,null,null,null,null,null,null,null,null,null,"Comprobación  ","SDxx =",{"$f":"SUM(AF115:AG119)","v":810.04520524999998},"Mm3"]
[null,null,null,null,null,null,null,null,null,null,null,null,null,null,null,null,null,null,null,null,null,null,null,null,null,null,null,null,null,null,"Ab =",{"$f":"S119","v":810.04520525000009},"Mm3"]
[]
[]
["No LINEA","CUENCA O REGION","CONEXION",null,null,null,null,"OFERTA  POTENCIAL",null,null,null,null,"DEMANDA CONSUNTIVA",null,null,null,null,null,null,null,"OFERTA REAL",null,null,null,null,null,null,null,null,null,null,null,null,null,"EXTRACC Y VOLS RESERV PARA A ABAJO",null,null,null,null,null,null,null,null,null,null,null,null,null,null,null,null,null,null,"POR CUENCA PROPIA",null,null,"A LA SAL. DEL C PRINCIPAL",null,"DISPONIBILIDAD RELATIVA",null,null,null,"OFERTA - DEMANDA"]
[null,"HIDROLOGICA","DE ","HACIA",null,null,null,"Cp","Cp A Arriba","Im","R","TOTAL","Uc","Ev","Ex","TOTAL","TOTAL ACUM.","Dv","Ab","Ab","Cp","Ar1","Ar2","Ar3","Ar4","Ar5","Ar6","Ar7","Ar8","Ar9","Ar10","Ar11","Im","TOTAL","Uc","Re1","Re2","RImp","TOTAL","para Cp","para Ar1","para Ar2","para Ar3","para Ar4","para Ar5","para Ar6","para Ar7","para Ar8","para Ar9","para Ar10","para Ar11","para Im","TOTAL","RESERVADO","DISPONIBLE","DImp","RESERVADO","DISPONIBLE","INDICE","CLAVE","COLOR",null,"OFERTA","DEMANDA","Indice"]
["Cuenca Río Mayo"]
[null,null,null,null,null,null,null,null,null,null,null,null,null,null,null,null,null,null,null,null,{"$f":"IF(U130=0,\"\",U130/(SUM($U130:$AG130)))","v":1},"","","","","","","","","","","","",{"$f":"SUM(U129:AG129)","v":1},null,null,null,null,null,{"$f":"IF(U129=0,\"\",U129)","v":1},{"$f":"IF(V129=0,\"\",V129)","v":""},{"$f":"IF(W129=0,\"\",W129)","v":""},{"$f":"IF(X129=0,\"\",X129)","v":""},{"$f":"IF(Y129=0,\"\",Y129)","v":""},"","","","","","",{"$f":"IF(AF129=0,\"\",AF129)","v":""},{"$f":"IF(AG129=0,\"\",AG129)","v":""},{"$f":"SUM(AN129:AZ129)","v":1}]
["A",{"$f":"A130","v":"A"},{"$f":"A130","v":"A"},"C",null,null,null,{"$f":"C9","v":328.05799999999999},null,{"$f":"J9","v":0},{"$f":"I9","v":6.0498125630000104},{"$f":"SUM(H130:K130)","v":334.10781256299998},{"$f":"H9","v":25.040911479999966},{"$f":"L9","v":0},{"$f":"K9","v":0},{"$f":"SUM(M130:O130)","v":25.040911479999966},{"$f":"+P130","v":25.040911479999966},{"$f":"M9","v":0},{"$f":"L130-Q130-R130","v":309.066901083},{"$f":"IF(S130<0,0,S130)","v":309.066901083},{"$f":"K130+H130","v":334.10781256299998},null,null,null,null,null,null,null,null,null,null,null,{"$f":"J130","v":0},{"$f":"SUM(U130:AG130)","v":334.10781256299998},{"$f":"+Q130","v":25.040911479999966},{"$f":"(AI134+R134+AJ134)*V133","v":246.18891980622689},{"$f":"AI130+R130+AJ130","v":271.22983128622684},{"$f":"IF(AG130>0,(AI130+R130+AJ130)*AG129,\"\")","v":""},{"$f":"SUM(AI130:AK130)","v":542.45966257245368},{"$f":"IF(AN129=\"\",\"\",$AM130*AN129)","v":542.45966257245368},"","","","","","","","","","","","",542.45966257245368,{"$f":"+U130","v":334.10781256299998},{"$f":"IF(D130=\"MAR\",IF((BB130-AJ130)<0,0,BB130-AJ130),IF(D130=\"Cerrada\",IF((BB130-AJ130)<0,0,BB130-AJ130),IF((BB130-AK130)<0,0,BB130-AK130)))","v":62.877981276773141},{"$f":"IF(AG130=0,\"\",IF(AG130-AL130<0,0,AG130-AL130))","v":""},{"$f":"IF(D130=\"MAR\",0,IF(D130=\"Cerrada\",0,AJ130))","v":246.18891980622689},{"$f":"IF(T130-BE130<0,0,T130-BE130)","v":62.877981276773113},{"$f":"IF(D130=\"MAR\",IF(AI130+R130+AJ130=0,\"Infinito\",(I130+U130+AG130)/(AI130+R130)),IF(D130=\"Cerrada\",IF(AI130+R130+AJ130=0,\"Infinito\",(I130+U130+AG130)/(AI130+R130)),IF(AI130+R130+AJ130=0,\"Infinito\",(I130+U130+AG130)/(AI130+R130+AJ130))))","v":1.2318254632191195},{"$f":"IF(BG130<1.4,\"1\", IF(BG130<3,\"2\", IF(BG130<9,\"3\", \"4\")))","v":"1"},{"$f":"IF(BG130<1.4,\"ROJO\", IF(BG130<3,\"AMARILLO\", IF(BG130<9,\"VERDE\", \"AZUL\")))","v":"ROJO"},{"$f":"IF(BG130<1.4,\"Déficit\", IF(BG130<3,\"Equilibrio\", IF(BG130<9,\"Disponibilidad\", \"Abundante\")))","v":"Déficit"},{"$f":"I130+U130+AG130","v":334.10781256299998},{"$f":"IF(D130=\"MAR\",AI130+R130,IF(D130=\"Cerrada\",AI130+R130,AI130+R130+AJ130))","v":271.22983128622684},{"$f":"BK130/BL130","v":1.2318254632191195},{"$f":"IF(BM130-BG130=0,\"\",\"CHECAR\")","v":""}]
[null,null,null,null,null,null,null,null,null,null,null,null,null,null,null,null,null,null,null,null,{"$f":"IF(U132=0,\"\",U132/(SUM($U132:$AG132)))","v":0.51014694008986439},0.48985305991013561,"","","","","","","","","","","",1,null,null,null,null,null,{"$f":"IF(U131=0,\"\",U131)","v":0.51014694008986439},0.48985305991013561,"","","","","","","","","","","",1]
["B",{"$f":"A132","v":"B"},{"$f":"A132","v":"B"},"C",null,null,null,{"$f":"C10","v":320.70999999999998},null,{"$f":"J10","v":0},{"$f":"I10","v":1.16108089},{"$f":"SUM(H132:K132)","v":321.87108088999997},{"$f":"H10","v":4.7548940000000002},{"$f":"L10","v":0},{"$f":"K10","v":0},{"$f":"SUM(M132:O132)","v":4.7548940000000002},{"$f":"+P132","v":4.7548940000000002},{"$f":"M10","v":0},{"$f":"L132-Q132-R132","v":317.11618688999999},{"$f":"IF(S132<0,0,S132)","v":317.11618688999999},{"$f":"K132+H132","v":321.87108088999997},{"$f":"T130","v":309.066901083},null,null,null,null,null,null,null,null,null,null,{"$f":"J132","v":0},630.93798197299998,{"$f":"+Q132","v":4.7548940000000002},{"$f":"(AI134+R134+AJ134)*W133","v":252.60062216287864},{"$f":"AI132+R132+AJ132","v":257.35551616287864},{"$f":"IF(AG132>0,(AI132+R132+AJ132)*AG131,\"\")","v":""},{"$f":"SUM(AI132:AK132)","v":514.71103232575729},{"$f":"IF(AN131=\"\",\"\",$AM132*AN131)","v":262.57825817148034},252.13277415427694,"","","","","","","","","","","",514.71103232575729,{"$f":"+U132","v":321.87108088999997},{"$f":"IF(D132=\"MAR\",IF((BB132-AJ132)<0,0,BB132-AJ132),IF(D132=\"Cerrada\",IF((BB132-AJ132)<0,0,BB132-AJ132),IF((BB132-AK132)<0,0,BB132-AK132)))","v":64.51556472712133},{"$f":"IF(AG132=0,\"\",IF(AG132-AL132<0,0,AG132-AL132))","v":""},{"$f":"IF(D132=\"MAR\",0,IF(D132=\"Cerrada\",0,AJ132))","v":252.60062216287864},{"$f":"IF(T132-BE132<0,0,T132-BE132)","v":64.515564727121358},{"$f":"IF(D132=\"MAR\",IF(AI132+R132+AJ132=0,\"Infinito\",(I132+U132+AG132)/(AI132+R132)),IF(D132=\"Cerrada\",IF(AI132+R132+AJ132=0,\"Infinito\",(I132+U132+AG132)/(AI132+R132)),IF(AI132+R132+AJ132=0,\"Infinito\",(I132+U132+AG132)/(AI132+R132+AJ132))))","v":1.2506865432264131},{"$f":"IF(BG132<1.4,\"1\", IF(BG132<3,\"2\", IF(BG132<9,\"3\", \"4\")))","v":"1"},{"$f":"IF(BG132<1.4,\"ROJO\", IF(BG132<3,\"AMARILLO\", IF(BG132<9,\"VERDE\", \"AZUL\")))","v":"ROJO"},{"$f":"IF(BG132<1.4,\"Déficit\", IF(BG132<3,\"Equilibrio\", IF(BG132<9,\"Disponibilidad\", \"Abundante\")))","v":"Déficit"},{"$f":"I132+U132+AG132","v":321.87108088999997},{"$f":"IF(D132=\"MAR\",AI132+R132,IF(D132=\"Cerrada\",AI132+R132,AI132+R132+AJ132))","v":257.35551616287864},{"$f":"BK132/BL132","v":1.2506865432264131},{"$f":"IF(BM132-BG132=0,\"\",\"CHECAR\")","v":""}]
[null,null,null,null,null,null,null,null,null,null,null,null,null,null,null,null,null,null,null,null,{"$f":"IF(U134=0,\"\",U134/(SUM($U134:$AG134)))","v":0.51542478252378754},0.23917311675056199,0.24540210072565041,"","","","","","","","","","",0.99999999999999989,null,null,null,null,null,{"$f":"IF(U133=0,\"\",U133)","v":0.51542478252378754},0.23917311675056199,0.24540210072565041,"","","","","","","","","","",0.99999999999999989]
["C",{"$f":"A134","v":"C"},{"$f":"A134","v":"C"},"D",null,null,null,{"$f":"C11","v":664.70570776664363},{"$f":"T130+T132","v":626.18308797300006},{"$f":"J11","v":0},{"$f":"I11","v":1.3421425950000001},{"$f":"SUM(H134:K134)","v":1292.2309383346437},{"$f":"H11","v":683.34971598000004},{"$f":"L11","v":75.021000000000001},{"$f":"K11","v":0},{"$f":"SUM(M134:O134)","v":758.37071598},{"$f":"+P134","v":758.37071598},{"$f":"M11","v":-0.47399999999999998},{"$f":"L134-Q134-R134","v":534.33422235464377},{"$f":"IF(S134<0,0,S134)","v":534.33422235464377},{"$f":"K134+H134","v":666.04785036164367},{"$f":"T130","v":309.066901083},{"$f":"T132","v":317.11618688999999},null,null,null,null,null,null,null,null,null,{"$f":"J134","v":0},1292.2309383346437,{"$f":"+Q134","v":758.37071598},{"$f":"(AI136+R136)*V135","v":271.43686109999373},{"$f":"(AI134+R134+AJ134)*U133","v":530.54403511088799},{"$f":"IF(AG134>0,(AI134+R134+AJ134)*AG133,\"\")","v":""},{"$f":"SUM(AI134:AK134)","v":1560.3516121908817},{"$f":"IF(AN133=\"\",\"\",$AM134*AN133)","v":804.24389037412652},373.19415831445741,382.91356350229779,"","","","","","","","","","",1560.3516121908817,{"$f":"+U134","v":666.04785036164367},{"$f":"IF(D134=\"MAR\",IF((BB134-AJ134)<0,0,BB134-AJ134),IF(D134=\"Cerrada\",IF((BB134-AJ134)<0,0,BB134-AJ134),IF((BB134-AK134)<0,0,BB134-AK134)))","v":135.50381525075568},{"$f":"IF(AG134=0,\"\",IF(AG134-AL134<0,0,AG134-AL134))","v":""},{"$f":"IF(D134=\"MAR\",0,IF(D134=\"Cerrada\",0,AJ134))","v":271.43686109999373},{"$f":"IF(T134-BE134<0,0,T134-BE134)","v":262.89736125465004},{"$f":"IF(D134=\"MAR\",IF(AI134+R134+AJ134=0,\"Infinito\",(I134+U134+AG134)/(AI134+R134)),IF(D134=\"Cerrada\",IF(AI134+R134+AJ134=0,\"Infinito\",(I134+U134+AG134)/(AI134+R134)),IF(AI134+R134+AJ134=0,\"Infinito\",(I134+U134+AG134)/(AI134+R134+AJ134))))","v":1.2554054070600082},{"$f":"IF(BG134<1.4,\"1\", IF(BG134<3,\"2\", IF(BG134<9,\"3\", \"4\")))","v":"1"},{"$f":"IF(BG134<1.4,\"ROJO\", IF(BG134<3,\"AMARILLO\", IF(BG134<9,\"VERDE\", \"AZUL\")))","v":"ROJO"},{"$f":"IF(BG134<1.4,\"Déficit\", IF(BG134<3,\"Equilibrio\", IF(BG134<9,\"Disponibilidad\", \"Abundante\")))","v":"Déficit"},{"$f":"I134+U134+AG134","v":1292.2309383346437},{"$f":"IF(D134=\"MAR\",AI134+R134,IF(D134=\"Cerrada\",AI134+R134,AI134+R134+AJ134))","v":1029.3335770799936},{"$f":"BK134/BL134","v":1.2554054070600082},{"$f":"IF(BM134-BG134=0,\"\",\"CHECAR\")","v":""}]
[null,null,null,null,null,null,null,null,null,null,null,null,null,null,null,null,null,null,null,null,{"$f":"IF(U136=0,\"\",U136/(SUM($U136:$AG136)))","v":0.59709128289218438},0.40290871710781567,"","","","","","","","","","","",1,null,null,null,null,null,{"$f":"IF(U135=0,\"\",U135)","v":0.59709128289218438},0.40290871710781567,"","","","","","","","","","","",1]
["D",{"$f":"A136","v":"D"},{"$f":"A136","v":"D"},"MAR",null,null,null,{"$f":"C12","v":96.89},{"$f":"T134","v":534.33422235464377},{"$f":"J12","v":0},{"$f":"I12","v":694.96754185000009},{"$f":"SUM(H136:K136)","v":1326.1917642046437},{"$f":"H12","v":32.902045000000001},{"$f":"L12","v":0},{"$f":"K12","v":640.79115044247794},{"$f":"SUM(M136:O136)","v":673.69319544247799},{"$f":"+P136","v":673.69319544247799},{"$f":"M12","v":0},{"$f":"L136-Q136-R136","v":652.49856876216575},{"$f":"IF(S136<0,0,S136)","v":652.49856876216575},{"$f":"K136+H136","v":791.85754185000008},{"$f":"T134","v":534.33422235464377},null,null,null,null,null,null,null,null,null,null,{"$f":"J136","v":0},1326.1917642046437,{"$f":"+Q136","v":673.69319544247799},{"$f":"(AI136+R136)*U135","v":402.25633434248431},null,{"$f":"IF(AG136>0,(AI136+R136+AJ136)*AG135,\"\")","v":""},{"$f":"SUM(AI136:AK136)","v":1075.9495297849624},{"$f":"IF(AN135=\"\",\"\",$AM136*AN135)","v":642.44008506654575},433.50944471841672,"","","","","","","","","","","",1075.9495297849626,{"$f":"+U136","v":791.85754185000008},{"$f":"IF(D136=\"MAR\",IF((BB136-AJ136)<0,0,BB136-AJ136),IF(D136=\"Cerrada\",IF((BB136-AJ136)<0,0,BB136-AJ136),IF((BB136-AK136)<0,0,BB136-AK136)))","v":389.60120750751577},{"$f":"IF(AG136=0,\"\",IF(AG136-AL136<0,0,AG136-AL136))","v":""},{"$f":"IF(D136=\"MAR\",0,IF(D136=\"Cerrada\",0,AJ136))","v":0},{"$f":"IF(T136-BE136<0,0,T136-BE136)","v":652.49856876216575},{"$f":"IF(D136=\"MAR\",IF(AI136+R136+AJ136=0,\"Infinito\",(I136+U136+AG136)/(AI136+R136)),IF(D136=\"Cerrada\",IF(AI136+R136+AJ136=0,\"Infinito\",(I136+U136+AG136)/(AI136+R136)),IF(AI136+R136+AJ136=0,\"Infinito\",(I136+U136+AG136)/(AI136+R136+AJ136))))","v":1.9685396456076838},{"$f":"IF(BG136<1.4,\"1\", IF(BG136<3,\"2\", IF(BG136<9,\"3\", \"4\")))","v":"2"},{"$f":"IF(BG136<1.4,\"ROJO\", IF(BG136<3,\"AMARILLO\", IF(BG136<9,\"VERDE\", \"AZUL\")))","v":"AMARILLO"},{"$f":"IF(BG136<1.4,\"Déficit\", IF(BG136<3,\"Equilibrio\", IF(BG136<9,\"Disponibilidad\", \"Abundante\")))","v":"Equilibrio"},{"$f":"IF(I136+U136+AG136<=0,0,I136+U136+AG136)","v":1326.1917642046437},{"$f":"IF(D136=\"MAR\",AI136+R136,IF(D136=\"Cerrada\",AI136+R136,AI136+R136+AJ136))","v":673.69319544247799},{"$f":"BK136/BL136","v":1.9685396456076838},{"$f":"IF(BM136-BG136=0,\"\",\"CHECAR\")","v":""}]
[]
[null,null,null,null,null,null,null,null,null,null,null,null,null,null,null,null,null,null,null,null,null,null,null,null,null,null,null,null,null,null,null,null,null,null,null,null,null,"Comprobación  ",null,null,null,null,null,null,null,null,null,null,null,null,null,null,null,"SDxx   ",null,null,"Ab   "]
[null,null,null,null,null,null,null,null,null,null,null,null,null,null,null,null,null,null,null,null,null,null,null,null,null,null,null,null,null,null,null,null,null,null,null,null,null,null,null,null,null,null,null,null,null,null,null,null,null,null,null,null,null,{"$f":"SUM(BC130:BD136)","v":652.49856876216586},"Mm3",null,{"$f":"T136","v":652.49856876216575},"Mm3"]

{"sheet":"RH-23","index":22,"n_rows":159,"n_cols":66,"rows_kept":159,"cut":false,"hidden":false,"merged":[[155,51,159,51],[1,1,1,14],[2,1,2,14],[3,1,3,14],[4,0,4,16]]}
[]
[null,"GERENCIA DE AGUAS SUPERFICIALES E INGENIERÍA DE RÍOS"]
[null,"REGION HIDROLOGICA No 23"]
[null," COSTA DE CHIAPAS"]
[]
[]
["Cuenca","Nombre","Cp","Ar","Uc (a)","Uc (b)","Uc (c)","Uc","R","Im","Ex","Ev ","Δv","Ab","Rxy","Ab - Rxy","D",null,"ECUACIONES"]
[null,"Pertenece a Guatemala y aporta su caudal a la subcuenca 3.",292.39,0,null,null,null,0,0,0,0,0,0,{"$f":"C8+D8-H8+I8+J8-K8-L8-M8","v":292.39},{"$f":"$BE$103","v":133.36545384762377},{"$f":"N8-O8","v":159.02454615237622},{"$f":"IF(P8<0,0,P8)","v":159.02454615237622}]
[null,"Pertenece a Guatemala y aporta su caudal a la subcuenca 4.",1293.6120000000001,0,null,null,null,0,0,0,0,0,0,1293.6120000000001,{"$f":"$BE$105","v":198.6103913452765},1095.0016086547237,{"$f":"IF(P9<0,0,P9)","v":1095.0016086547237}]
[1,"Laguna Mar Muerto A",200.69399999999999,{"$f":"I125","v":0},16.998426610000003,0,0,{"$f":"E10+F10+G10","v":16.998426610000003},16.536358922000002,0,0,0,0,{"$f":"C10+D10-H10+I10+J10-K10-L10-M10","v":200.231932312},{"$f":"BE125","v":0},{"$f":"N10-O10","v":200.231932312},{"$f":"IF(P10<0,0,P10)","v":200.231932312}]
[2,"Tapanatepec",131.03,{"$f":"I119","v":0},2.06120656,0.25265520000000002,0,{"$f":"E11+F11+G11","v":2.31386176},0.68505971200000004,0,0,0,0,129.40119795199999,{"$f":"$BE$119","v":0},129.40119795199999,{"$f":"IF(P11<0,0,P11)","v":129.40119795199999},null,"Ab = Cp + Ar + R + Im - (Uc(a) + Uc(b) + Uc(c) + Ev + Ex)"]
[3,"Laguna Mar Muerto B",141.46100000000001,{"$f":"I127","v":0},0.31669834000000008,0,0,0.31669834000000008,7.0339755000000004E-2,0,0,0,0,141.21464141500002,{"$f":"$BE$127","v":0},141.21464141500002,141.21464141500002,null,"D = Ab - Rxy"]
[4,"Las Arenas",118.087,{"$f":"I121","v":0},0.52922287000000023,0,0,0.52922287000000023,0.18241680050000003,0,0,0,0,117.7401939305,{"$f":"$BE$121","v":0},117.7401939305,117.7401939305]
[5,"La Punta",80.966999999999999,{"$f":"I123","v":0},1.7662578499999995,0,0,1.7662578499999995,1.272905887500001,0,0,0,0,80.473648037499999,{"$f":"$BE$123","v":0},80.473648037499999,80.473648037499999,null,"SIMBOLOGIA"]
[6,"Laguna Mar Muerto C",221.65899999999999,{"$f":"I129","v":0},0.3919147700000003,0,0,0.3919147700000003,0.15586777750000008,0,0,0,0,221.42295300749998,0,221.42295300749998,221.42295300749998]
[7,"Sanatenco",167.035,{"$f":"I131","v":0},9.750474509999993,0,0,9.750474509999993,6.9205326825000002,0,0,0,0,164.2050581725,{"$f":"$BE$131","v":0},164.2050581725,164.2050581725,null,"Cp.- Volumen medio anual de escurrimiento natural "]
[8,"Laguna de la Joya",369.11700000000002,{"$f":"$I$133","v":0},0.24570797000000047,0,0,0.24570797000000047,0.1263778495,0,0,0,0,368.99766987949999,{"$f":"$BE$133","v":0},368.99766987949999,368.99766987949999,null,"Ar.- Volumen medio anual de escurrimiento desde la cuenca aguas arriba"]
[9,"Jesús",292.87799999999999,{"$f":"$I$135","v":0},0.11304471999999995,0,0,0.11304471999999995,7.3378739999999998E-2,0,0,0,0,292.83833401999999,{"$f":"$BE$135","v":0},292.83833401999999,292.83833401999999,null,"Uc (a).- Volumen anual de extracción de agua superficial mediante títulos inscritos actualmente en el REPDA"]
[10,"El Porvenir",336.67200000000003,{"$f":"$I$137","v":0},1.5568068300000002,1.450656E-2,0,1.5713133900000003,0.66659177250000001,0,0,0,0,335.76727838250002,{"$f":"$BE$137","v":0},335.76727838250002,335.76727838250002,null,"Uc (b).- Volumen anual de extracción de agua superficial de títulos en proceso de inscripción en el REPDA"]
[11,"San Diego",163.36000000000001,{"$f":"$I$139","v":0},0.36088707000000031,0,0,0.36088707000000031,9.27507525000002E-2,0,0,0,0,163.09186368250002,{"$f":"$BE$139","v":0},163.09186368250002,163.09186368250002,null,"Uc (c).- Volumen anual correspondiente a las reservas y las zonas reglamentadas"]
[12,"Pijijiapan",450.39800000000002,{"$f":"$I$141","v":0},0.46404213000000016,0,0,0.46404213000000016,0.34803159750000001,0,0,0,0,450.28198946750001,{"$f":"$BE$141","v":0},450.28198946750001,450.28198946750001,null,"R.- Volumen anual de retornos"]
[13,"Margaritas y Coapa",855.42899999999997,{"$f":"$I$143","v":0},83.394510940000174,0,0,83.394510940000174,83.200011104999803,0,0,0,0,855.23450016499964,{"$f":"$BE$143","v":0},855.23450016499964,855.23450016499964,null,"Im.- Volumen anual de importaciones"]
[14,"Novillero Alto",850.029,{"$f":"$I$145","v":0},10.297939220000009,0.48383999999999999,0,10.78177922000001,2.2955946250000001,0,0,0,0,841.54281540500006,{"$f":"$BE$145","v":0},841.54281540500006,841.54281540500006,null,"Ex.- Volumen anual de exportaciones"]
[15,"Sesecapa",532.76900000000001,{"$f":"$I$147","v":0},1.0017295400000001,0,0,1.0017295400000001,0.67350790500000002,0,0,0,0,532.44077836499991,{"$f":"$BE$147","v":0},532.44077836499991,532.44077836499991,null,"Ev.- Evaporación en embalses"]
[16,"Cacaluta",1025.268,{"$f":"$I$149","v":0},25.16787336000003,0,0,25.16787336000003,6.1038790799999898,0,0,0,0,1006.2040057199999,{"$f":"$BE$149","v":0},1006.2040057199999,1006.2040057199999,null,"Ab.- Volumen medio anual de escurrimiento de la cuenca hacia aguas abajo "]
[17,"Laguna del Viejo",738.23,{"$f":"$I$151","v":0},178.65637327000042,0.33428159999999996,0,178.99065487000041,169.1941915985,0,0,0,0,728.43353672849958,{"$f":"$BE$151","v":0},728.43353672849958,728.43353672849958,null,"Rxy.- Volumen anual actual comprometido aguas abajo y volumenes decretados para reservas medio ambiente"]
[18,"Despoblado",1558.2159999999999,{"$f":"$I$153","v":0},22.231913319999986,2.20752E-2,0,22.253988519999986,5.7424779130000001,0,0,0,0,1541.7044893929999,{"$f":"$BE$153","v":0},1541.7044893929999,1541.7044893929999,null,"D.- Disponibilidad media anual de agua superficial en la cuenca hidrológica "]
[19,"Huixtla",1099.4929999999999,{"$f":"$I$155","v":0},16.485648849999997,0.27154742999999998,0,{"$f":"E28","v":16.485648849999997},6.4569666809999902,0,0,0,0,1089.464317831,{"$f":"$BE$155","v":0},1089.464317831,1089.464317831]
[20,"Huehuetán",1575.327,{"$f":"I111","v":0},120.04514262000004,0.49760039999999994,0,120.54274302000003,30.184370553000001,0,0,0,0,1484.968627533,{"$f":"BE111","v":0},1484.968627533,1484.968627533]
[21,"Coatán",456.47,{"$f":"I107","v":292.39},570.22987386,1.5768000000000001E-2,0,570.24564185999998,501.34474503049995,0,0,0,0,679.95910317049993,{"$f":"BE107","v":0},{"$f":"N30-O31","v":679.95910317049993},679.95910317049993]
[22,"Puerto Madero",311.012,{"$f":"$I$115","v":0},19.688319019999984,0,0,19.688319019999984,3.9966439130000002,0,0,0,0,295.32032489300002,{"$f":"$BE$115","v":0},{"$f":"N31-O32","v":295.32032489300002},295.32032489300002]
[23,"Cahuacán",390.51600000000002,{"$f":"I117","v":0},52.061467810000032,0.66341300000000003,0,52.72488081000003,11.076366807500005,0,0,0,0,348.86748599750001,{"$f":"$BE$117","v":0},{"$f":"N32-O33","v":348.86748599750001},348.86748599750001]
[24,"Cozoloapan",175.38399999999999,{"$f":"I113","v":0},27.931270430000026,0.18176832000000001,0,28.113038750000026,5.7208094179999902,0,0,0,0,152.99177066799996,{"$f":"$BE$113","v":0},152.99177066799996,152.99177066799996]
[25,"Suchiate",270.42200000000003,{"$f":"I109","v":1293.6120000000001},247.57180291000006,0.31999341000000003,0,247.89179632000005,50.563304043500047,0,0,0,0,1366.7055077235,{"$f":"$BE$109","v":0},1366.7055077235,1366.7055077235]
[null,"Totales",{"$f":"SUM(C10:C34)","v":12511.923000000001},null,{"$f":"SUM(E10:E34)","v":1409.3185553800008},3.0574491200000002,0,1412.1044570700008,903.68348092199972,0,0,0,0,null,null,{"$f":"SUM(P10:P34)","v":13589.504023852},{"$f":"SUM(Q10:Q34)","v":13589.504023852}]
["* Valores  en millones de metros cúbicos                                                                             "]
[]
[]
[]
[]
[]
[]
[]
[]
[]
[]
[]
[]
[]
[]
[]
[]
[]
[]
[]
[]
[]
[]
[]
[]
[]
[]
[]
[]
[]
[]
[]
[]
[]
[]
[]
[]
[]
[]
[]
[]
[]
[]
[]
[]
[]
[]
[]
[]
[]
[]
[]
[]
[]
[]
[]
[]
[]
[]
[]
[]
[]
[]
["No LINEA","CUENCA O REGION","CONEXION",null,null,null,null,"OFERTA  POTENCIAL",null,null,null,null,"DEMANDA CONSUNTIVA",null,null,null,null,null,null,null,"OFERTA REAL",null,null,null,null,null,null,null,null,null,null,null,null,null,"EXTRACC Y VOLS RESERV PARA A ABAJO",null,null,null,null,null,null,null,null,null,null,null,null,null,null,null,null,null,null,"POR CUENCA PROPIA",null,null,"A LA SAL. DEL C PRINCIPAL",null,"DISPONIBILIDAD RELATIVA",null,null,null,"OFERTA - DEMANDA"]
[null,"HIDROLOGICA","DE ","HACIA",null,null,null,"Cp","Cp A Arriba","Im","R","TOTAL","Uc","Ev","Ex","TOTAL","TOTAL ACUM.","Dv","Ab","Ab","Cp","Ar1","Ar2","Ar3","Ar4","Ar5","Ar6","Ar7","Ar8","Ar9","Ar10","Ar11","Im","TOTAL","Uc","Re1","Re2","RImp","TOTAL","para Cp","para Ar1","para Ar2","para Ar3","para Ar4","para Ar5","para Ar6","para Ar7","para Ar8","para Ar9","para Ar10","para Ar11","para Im","TOTAL","RESERVADO","DISPONIBLE","DImp","RESERVADO","DISPONIBLE","INDICE","CLAVE","COLOR",null,"OFERTA","DEMANDA","Indice"]
["Cuenca Río Bravo"]
[null,null,null,null,null,null,null,null,null,null,null,null,null,null,null,null,null,null,null,null,{"$f":"IF(U103=0,\"\",U103/(SUM($U103:$AG103)))","v":1},"","","","","","","","","","","","",{"$f":"SUM(U102:AG102)","v":1},null,null,null,null,null,{"$f":"IF(U102=0,\"\",U102)","v":1},{"$f":"IF(V102=0,\"\",V102)","v":""},{"$f":"IF(W102=0,\"\",W102)","v":""},{"$f":"IF(X102=0,\"\",X102)","v":""},{"$f":"IF(Y102=0,\"\",Y102)","v":""},"","","","","","",{"$f":"IF(AF102=0,\"\",AF102)","v":""},{"$f":"IF(AG102=0,\"\",AG102)","v":""},{"$f":"SUM(AN102:AZ102)","v":1}]
[1,{"$f":"A103","v":1},{"$f":"A103","v":1},3,null,null,null,{"$f":"C8","v":292.39},null,{"$f":"J8","v":0},{"$f":"I8","v":0},{"$f":"SUM(H103:K103)","v":292.39},{"$f":"H8","v":0},{"$f":"L8","v":0},{"$f":"K8","v":0},{"$f":"SUM(M103:O103)","v":0},{"$f":"+P103","v":0},{"$f":"M8","v":0},{"$f":"L103-Q103-R103","v":292.39},{"$f":"IF(S103<0,0,S103)","v":292.39},{"$f":"K103+H103","v":292.39},null,null,null,null,null,null,null,null,null,null,null,{"$f":"J103","v":0},{"$f":"SUM(U103:AG103)","v":292.39},{"$f":"+Q103","v":0},{"$f":"(AI107+R107)*V106","v":133.36545384762377},{"$f":"(AI103+R103+AJ103)*U102","v":133.36545384762377},{"$f":"IF(AG103>0,(AI103+R103+AJ103)*AG102,\"\")","v":""},{"$f":"SUM(AI103:AK103)","v":266.73090769524754},{"$f":"IF(AN102=\"\",\"\",$AM103*AN102)","v":266.73090769524754},"","","","","","","","","","","","",{"$f":"SUM(AN103:AZ103)","v":266.73090769524754},{"$f":"+U103","v":292.39},{"$f":"IF(D103=\"MAR\",IF((BB103-AJ103)<0,0,BB103-AJ103),IF(D103=\"C\",IF((BB103-AJ103)<0,0,BB103-AJ103),IF((BB103-AK103)<0,0,BB103-AK103)))","v":159.02454615237622},{"$f":"IF(AG103=0,\"\",IF(AG103-AL103<0,0,AG103-AL103))","v":""},{"$f":"IF(D103=\"MAR\",0,IF(D103=\"C\",0,AJ103))","v":133.36545384762377},{"$f":"IF(T103-BE103<0,0,T103-BE103)","v":159.02454615237622},{"$f":"IF(D103=\"MAR\",IF(AI103+R103+AJ103=0,\"Infinito\",(I103+U103+AG103)/(AI103+R103+AJ103)),IF(D103=\"C\",IF(AI103+R103+AJ103=0,\"Infinito\",(I103+U103+AG103)/(AI103+R103)),IF(AI103+R103+AJ103=0,\"Infinito\",(I103+U103+AG103)/(AI103+R103+AJ103))))","v":2.1923968431440208},{"$f":"IF(BG103<1.4,\"1\", IF(BG103<3,\"2\", IF(BG103<9,\"3\", \"4\")))","v":"2"},{"$f":"IF(BG103<1.4,\"ROJO\", IF(BG103<3,\"AMARILLO\", IF(BG103<9,\"VERDE\", \"AZUL\")))","v":"AMARILLO"},{"$f":"IF(BG103<1.4,\"Déficit\", IF(BG103<3,\"Equilibrio\", IF(BG103<9,\"Disponibilidad\", \"Abundante\")))","v":"Equilibrio"},{"$f":"I103+U103+AG103","v":292.39},{"$f":"IF(D103=\"MAR\",AI103+R103,IF(D103=\"C\",AI103+R103,AI103+R103+AJ103))","v":133.36545384762377},{"$f":"BK103/BL103","v":2.1923968431440208},{"$f":"IF(BM103-BG103=0,\"\",\"CHECAR\")","v":""}]
[null,null,null,null,null,null,null,null,null,null,null,null,null,null,null,null,null,null,null,null,{"$f":"IF(U105=0,\"\",U105/(SUM($U105:$AG105)))","v":1},"","","","","","","","","","","","",{"$f":"SUM(U104:AG104)","v":1},null,null,null,null,null,{"$f":"IF(U104=0,\"\",U104)","v":1},"","","","","","","","","","","","",{"$f":"SUM(AN104:AZ104)","v":1}]
[2,{"$f":"A105","v":2},{"$f":"A105","v":2},4,null,null,null,{"$f":"C9","v":1293.6120000000001},null,{"$f":"J9","v":0},{"$f":"H9","v":0},{"$f":"SUM(H105:K105)","v":1293.6120000000001},{"$f":"H9","v":0},{"$f":"L9","v":0},{"$f":"K9","v":0},{"$f":"SUM(M105:O105)","v":0},{"$f":"+P105","v":0},{"$f":"M9","v":0},{"$f":"L105-Q105-R105","v":1293.6120000000001},{"$f":"IF(S105<0,0,S105)","v":1293.6120000000001},{"$f":"K105+H105","v":1293.6120000000001},null,null,null,null,null,null,null,null,null,null,null,{"$f":"J105","v":0},{"$f":"SUM(U105:AG105)","v":1293.6120000000001},{"$f":"+Q105","v":0},{"$f":"(AI109+R109)*V108","v":198.6103913452765},{"$f":"(AI105+R105+AJ105)*U104","v":198.6103913452765},{"$f":"IF(AG105>0,(AI105+R105+AJ105)*AG104,\"\")","v":""},{"$f":"SUM(AI105:AK105)","v":397.22078269055299},{"$f":"IF(AN104=\"\",\"\",$AM105*AN104)","v":397.22078269055299},"","","","","","","","","","","","",{"$f":"SUM(AN105:AZ105)","v":397.22078269055299},{"$f":"+U105","v":1293.6120000000001},{"$f":"IF(D105=\"MAR\",IF((BB105-AJ105)<0,0,BB105-AJ105),IF(D105=\"C\",IF((BB105-AJ105)<0,0,BB105-AJ105),IF((BB105-AK105)<0,0,BB105-AK105)))","v":1095.0016086547237},{"$f":"IF(AG105=0,\"\",IF(AG105-AL105<0,0,AG105-AL105))","v":""},{"$f":"IF(D105=\"MAR\",0,IF(D105=\"C\",0,AJ105))","v":198.6103913452765},{"$f":"IF(T105-BE105<0,0,T105-BE105)","v":1095.0016086547237},{"$f":"IF(D105=\"MAR\",IF(AI105+R105+AJ105=0,\"Infinito\",(I105+U105+AG105)/(AI105+R105)),IF(D105=\"C\",IF(AI105+R105+AJ105=0,\"Infinito\",(I105+U105+AG105)/(AI105+R105)),IF(AI105+R105+AJ105=0,\"Infinito\",(I105+U105+AG105)/(AI105+R105+AJ105))))","v":6.513314793036713},{"$f":"IF(BG105<1.4,\"1\", IF(BG105<3,\"2\", IF(BG105<9,\"3\", \"4\")))","v":"3"},{"$f":"IF(BG105<1.4,\"ROJO\", IF(BG105<3,\"AMARILLO\", IF(BG105<9,\"VERDE\", \"AZUL\")))","v":"VERDE"},{"$f":"IF(BG105<1.4,\"Déficit\", IF(BG105<3,\"Equilibrio\", IF(BG105<9,\"Disponibilidad\", \"Abundante\")))","v":"Disponibilidad"},{"$f":"I105+U105+AG105","v":1293.6120000000001},{"$f":"IF(D105=\"MAR\",AI105+R105,IF(D105=\"C\",AI105+R105,AI105+R105+AJ105))","v":198.6103913452765},{"$f":"BK105/BL105","v":6.513314793036713},{"$f":"IF(BM105-BG105=0,\"\",\"CHECAR\")","v":""}]
[null,null,null,null,null,null,null,null,null,null,null,null,null,null,null,null,null,null,null,null,{"$f":"IF(U107=0,\"\",U107/(SUM($U107:$AG107)))","v":0.76612630758103006},0.23387369241897002,"","","","","","","","","","","",{"$f":"SUM(U106:AG106)","v":1},null,null,null,null,null,{"$f":"IF(U106=0,\"\",U106)","v":0.76612630758103006},0.23387369241897002,"","","","","","","","","","","",{"$f":"SUM(AN106:AZ106)","v":1}]
[3,{"$f":"A107","v":3},{"$f":"A107","v":3},"MAR",null,null,null,{"$f":"$C$30","v":456.47},{"$f":"T103","v":292.39},{"$f":"J30","v":0},{"$f":"I30","v":501.34474503049995},{"$f":"SUM(H107:K107)","v":1250.2047450304999},{"$f":"H30","v":570.24564185999998},{"$f":"L30","v":0},{"$f":"K30","v":0},{"$f":"SUM(M107:O107)","v":570.24564185999998},{"$f":"+P107","v":570.24564185999998},{"$f":"M30","v":0},{"$f":"L107-Q107-R107","v":679.95910317049993},{"$f":"IF(S107<0,0,S107)","v":679.95910317049993},{"$f":"K107+H107","v":957.81474503050003},{"$f":"T103","v":292.39},null,null,null,null,null,null,null,null,null,null,{"$f":"J107","v":0},1250.2047450304999,{"$f":"+Q107","v":570.24564185999998},{"$f":"(AI107+R107)*U106","v":436.88018801237627},null,{"$f":"IF(AG107>0,(AI107+R107+AJ107)*AG106,\"\")","v":""},{"$f":"SUM(AI107:AK107)","v":1007.1258298723762},{"$f":"IF(AN106=\"\",\"\",$AM107*AN106)","v":771.58559330960429},235.54023656277204,"","","","","","","","","","","",1007.1258298723764,{"$f":"+U107","v":957.81474503050003},{"$f":"IF(D107=\"MAR\",IF((BB107-AJ107)<0,0,BB107-AJ107),IF(D107=\"C\",IF((BB107-AJ107)<0,0,BB107-AJ107),IF((BB107-AK107)<0,0,BB107-AK107)))","v":520.93455701812377},{"$f":"IF(AG107=0,\"\",IF(AG107-AL107<0,0,AG107-AL107))","v":""},{"$f":"IF(D107=\"MAR\",0,IF(D107=\"C\",0,AJ107))","v":0},{"$f":"IF(T107-BE107<0,0,T107-BE107)","v":679.95910317049993},{"$f":"IF(D107=\"MAR\",IF(AI107+R107+AJ107=0,\"Infinito\",(I107+U107+AG107)/(AI107+R107)),IF(D107=\"C\",IF(AI107+R107+AJ107=0,\"Infinito\",(I107+U107+AG107)/(AI107+R107)),IF(AI107+R107+AJ107=0,\"Infinito\",(I107+U107+AG107)/(AI107+R107+AJ107))))","v":2.1923968431440208},{"$f":"IF(BG107<1.4,\"1\", IF(BG107<3,\"2\", IF(BG107<9,\"3\", \"4\")))","v":"2"},{"$f":"IF(BG107<1.4,\"ROJO\", IF(BG107<3,\"AMARILLO\", IF(BG107<9,\"VERDE\", \"AZUL\")))","v":"AMARILLO"},{"$f":"IF(BG107<1.4,\"Déficit\", IF(BG107<3,\"Equilibrio\", IF(BG107<9,\"Disponibilidad\", \"Abundante\")))","v":"Equilibrio"},{"$f":"I107+U107+AG107","v":1250.2047450304999},{"$f":"AI107+R107","v":570.24564185999998},{"$f":"BK107/BL107","v":2.1923968431440208},{"$f":"IF(BM107-BG107=0,\"\",\"CHECAR\")","v":""}]
[null,null,null,null,null,null,null,null,null,null,null,null,null,null,null,null,null,null,null,null,{"$f":"IF(U109=0,\"\",U109/(SUM($U109:$AG109)))","v":0.19880208101403604},0.80119791898596404,"","","","","","","","","","","",1,null,null,null,null,null,{"$f":"IF(U108=0,\"\",U108)","v":0.19880208101403604},0.80119791898596404,"","","","","","","","","","","",1]
[4,{"$f":"A109","v":4},{"$f":"A109","v":4},"MAR",null,null,null,{"$f":"$C$34","v":270.42200000000003},{"$f":"T105","v":1293.6120000000001},{"$f":"J34","v":0},{"$f":"I34","v":50.563304043500047},{"$f":"SUM(H109:K109)","v":1614.5973040435001},{"$f":"H34","v":247.89179632000005},{"$f":"L34","v":0},{"$f":"K34","v":0},{"$f":"SUM(M109:O109)","v":247.89179632000005},247.89179632000005,{"$f":"M34","v":0},{"$f":"L109-Q109-R109","v":1366.7055077235},{"$f":"IF(S109<0,0,S109)","v":1366.7055077235},{"$f":"K109+H109","v":320.98530404350009},{"$f":"T105","v":1293.6120000000001},null,null,null,null,null,null,null,null,null,null,{"$f":"J109","v":0},1614.5973040435001,{"$f":"+Q109","v":247.89179632000005},{"$f":"(AI109+R109)*U108","v":49.281404974723571},null,{"$f":"IF(AG109>0,(AI109+R109+AJ109)*AG108,\"\")","v":""},{"$f":"SUM(AI109:AK109)","v":297.17320129472364},{"$f":"IF(AN108=\"\",\"\",$AM109*AN108)","v":59.078650838994086},238.09455045572957,"","","","","","","","","","","",297.17320129472364,{"$f":"+U109","v":320.98530404350009},{"$f":"IF(D109=\"MAR\",IF((BB109-AJ109)<0,0,BB109-AJ109),IF(D109=\"C\",IF((BB109-AJ109)<0,0,BB109-AJ109),IF((BB109-AK109)<0,0,BB109-AK109)))","v":271.70389906877654},{"$f":"IF(AG109=0,\"\",IF(AG109-AL109<0,0,AG109-AL109))","v":""},{"$f":"IF(D109=\"MAR\",0,IF(D109=\"C\",0,AJ109))","v":0},{"$f":"IF(T109-BE109<0,0,T109-BE109)","v":1366.7055077235},{"$f":"IF(D109=\"MAR\",IF(AI109+R109+AJ109=0,\"Infinito\",(I109+U109+AG109)/(AI109+R109)),IF(D109=\"C\",IF(AI109+R109+AJ109=0,\"Infinito\",(I109+U109+AG109)/(AI109+R109)),IF(AI109+R109+AJ109=0,\"Infinito\",(I109+U109+AG109)/(AI109+R109+AJ109))))","v":6.513314793036713},{"$f":"IF(BG109<1.4,\"1\", IF(BG109<3,\"2\", IF(BG109<9,\"3\", \"4\")))","v":"3"},{"$f":"IF(BG109<1.4,\"ROJO\", IF(BG109<3,\"AMARILLO\", IF(BG109<9,\"VERDE\", \"AZUL\")))","v":"VERDE"},{"$f":"IF(BG109<1.4,\"Déficit\", IF(BG109<3,\"Equilibrio\", IF(BG109<9,\"Disponibilidad\", \"Abundante\")))","v":"Disponibilidad"},{"$f":"IF(I109+U109+AG109<=0,0,I109+U109+AG109)","v":1614.5973040435001},{"$f":"IF(D109=\"MAR\",AI109+R109,IF(D109=\"C\",AI109+R109,AI109+R109+AJ109))","v":247.89179632000005},{"$f":"BK109/BL109","v":6.513314793036713},{"$f":"IF(BM109-BG109=0,\"\",\"CHECAR\")","v":""}]
[null,null,null,null,null,null,null,null,null,null,null,null,null,null,null,null,null,null,null,null,{"$f":"IF(U111=0,\"\",U111/(SUM($U111:$AG111)))","v":1},"","","","","","","","","","","","",1,null,null,null,null,null,{"$f":"IF(U110=0,\"\",U110)","v":1},"","","","","","","","","","","","",1]
[5,{"$f":"A111","v":5},{"$f":"A111","v":5},"MAR",null,null,null,{"$f":"$C$29","v":1575.327},null,{"$f":"J29","v":0},{"$f":"I29","v":30.184370553000001},{"$f":"SUM(H111:K111)","v":1605.511370553},{"$f":"H29","v":120.54274302000003},{"$f":"L29","v":0},{"$f":"K29","v":0},{"$f":"SUM(M111:O111)","v":120.54274302000003},120.54274302000003,{"$f":"M29","v":0},{"$f":"L111-Q111-R111","v":1484.968627533},{"$f":"IF(S111<0,0,S111)","v":1484.968627533},{"$f":"K111+H111","v":1605.511370553},null,null,null,null,null,null,null,null,null,null,null,{"$f":"J111","v":0},1605.511370553,{"$f":"+Q111","v":120.54274302000003},{"$f":"(AI111+R111)","v":120.54274302000003},null,{"$f":"IF(AG111>0,(AI111+R111+AJ111)*AG110,\"\")","v":""},{"$f":"SUM(AI111:AK111)","v":241.08548604000006},{"$f":"IF(AN110=\"\",\"\",$AM111*AN110)","v":241.08548604000006},"","","","","","","","","","","","",241.08548604000006,{"$f":"+U111","v":1605.511370553},{"$f":"IF(D111=\"MAR\",IF((BB111-AJ111)<0,0,BB111-AJ111),IF(D111=\"C\",IF((BB111-AJ111)<0,0,BB111-AJ111),IF((BB111-AK111)<0,0,BB111-AK111)))","v":1484.968627533},{"$f":"IF(AG111=0,\"\",IF(AG111-AL111<0,0,AG111-AL111))","v":""},{"$f":"IF(D111=\"MAR\",0,IF(D111=\"C\",0,AJ111))","v":0},{"$f":"IF(T111-BE111<0,0,T111-BE111)","v":1484.968627533},{"$f":"IF(D111=\"MAR\",IF(AI111+R111+AJ111=0,\"Infinito\",(I111+U111+AG111)/(AI111+R111)),IF(D111=\"C\",IF(AI111+R111+AJ111=0,\"Infinito\",(I111+U111+AG111)/(AI111+R111)),IF(AI111+R111+AJ111=0,\"Infinito\",(I111+U111+AG111)/(AI111+R111+AJ111))))","v":13.319021372249834},{"$f":"IF(BG111<1.4,\"1\", IF(BG111<3,\"2\", IF(BG111<9,\"3\", \"4\")))","v":"4"},{"$f":"IF(BG111<1.4,\"ROJO\", IF(BG111<3,\"AMARILLO\", IF(BG111<9,\"VERDE\", \"AZUL\")))","v":"AZUL"},{"$f":"IF(BG111<1.4,\"Déficit\", IF(BG111<3,\"Equilibrio\", IF(BG111<9,\"Disponibilidad\", \"Abundante\")))","v":"Abundante"},{"$f":"IF(I111+U111+AG111<=0,0,I111+U111+AG111)","v":1605.511370553},{"$f":"IF(D111=\"MAR\",AI111+R111,IF(D111=\"C\",AI111+R111,AI111+R111+AJ111))","v":120.54274302000003},{"$f":"BK111/BL111","v":13.319021372249834},{"$f":"IF(BM111-BG111=0,\"\",\"CHECAR\")","v":""}]
[null,null,null,null,null,null,null,null,null,null,null,null,null,null,null,null,null,null,null,null,{"$f":"IF(U113=0,\"\",U113/(SUM($U113:$AG113)))","v":1},"","","","","","","","","","","","",1,null,null,null,null,null,{"$f":"IF(U112=0,\"\",U112)","v":1},"","","","","","","","","","","","",1]
[6,{"$f":"A113","v":6},{"$f":"A113","v":6},"MAR",null,null,null,{"$f":"$C$33","v":175.38399999999999},null,{"$f":"J33","v":0},{"$f":"I33","v":5.7208094179999902},{"$f":"SUM(H113:K113)","v":181.10480941799997},{"$f":"H33","v":28.113038750000026},{"$f":"L33","v":0},{"$f":"K33","v":0},{"$f":"SUM(M113:O113)","v":28.113038750000026},28.113038750000026,{"$f":"K33","v":0},{"$f":"L113-Q113-R113","v":152.99177066799996},{"$f":"IF(S113<0,0,S113)","v":152.99177066799996},{"$f":"K113+H113","v":181.10480941799997},null,null,null,null,null,null,null,null,null,null,null,{"$f":"J113","v":0},181.10480941799997,{"$f":"+Q113","v":28.113038750000026},{"$f":"(AI113+R113)","v":28.113038750000026},null,{"$f":"IF(AG113>0,(AI113+R113+AJ113)*AG112,\"\")","v":""},{"$f":"SUM(AI113:AK113)","v":56.226077500000052},{"$f":"IF(AN112=\"\",\"\",$AM113*AN112)","v":56.226077500000052},"","","","","","","","","","","","",56.226077500000052,{"$f":"+U113","v":181.10480941799997},{"$f":"IF(D113=\"MAR\",IF((BB113-AJ113)<0,0,BB113-AJ113),IF(D113=\"C\",IF((BB113-AJ113)<0,0,BB113-AJ113),IF((BB113-AK113)<0,0,BB113-AK113)))","v":152.99177066799996},{"$f":"IF(AG113=0,\"\",IF(AG113-AL113<0,0,AG113-AL113))","v":""},{"$f":"IF(D113=\"MAR\",0,IF(D113=\"C\",0,AJ113))","v":0},{"$f":"IF(T113-BE113<0,0,T113-BE113)","v":152.99177066799996},{"$f":"IF(D113=\"MAR\",IF(AI113+R113+AJ113=0,\"Infinito\",(I113+U113+AG113)/(AI113+R113)),IF(D113=\"C\",IF(AI113+R113+AJ113=0,\"Infinito\",(I113+U113+AG113)/(AI113+R113)),IF(AI113+R113+AJ113=0,\"Infinito\",(I113+U113+AG113)/(AI113+R113+AJ113))))","v":6.4420218329475256},{"$f":"IF(BG113<1.4,\"1\", IF(BG113<3,\"2\", IF(BG113<9,\"3\", \"4\")))","v":"3"},{"$f":"IF(BG113<1.4,\"ROJO\", IF(BG113<3,\"AMARILLO\", IF(BG113<9,\"VERDE\", \"AZUL\")))","v":"VERDE"},{"$f":"IF(BG113<1.4,\"Déficit\", IF(BG113<3,\"Equilibrio\", IF(BG113<9,\"Disponibilidad\", \"Abundante\")))","v":"Disponibilidad"},{"$f":"IF(I113+U113+AG113<=0,0,I113+U113+AG113)","v":181.10480941799997},{"$f":"IF(D113=\"MAR\",AI113+R113,IF(D113=\"C\",AI113+R113,AI113+R113+AJ113))","v":28.113038750000026},{"$f":"BK113/BL113","v":6.4420218329475256},{"$f":"IF(BM113-BG113=0,\"\",\"CHECAR\")","v":""}]
[null,null,null,null,null,null,null,null,null,null,null,null,null,null,null,null,null,null,null,null,{"$f":"IF(U115=0,\"\",U115/(SUM($U115:$AG115)))","v":1},"","","","","","","","","","","","",1,null,null,null,null,null,{"$f":"IF(U114=0,\"\",U114)","v":1},"","","","","","","","","","","","",1]
[7,{"$f":"A115","v":7},{"$f":"A115","v":7},"MAR",null,null,null,{"$f":"C31","v":311.012},null,{"$f":"J31","v":0},{"$f":"I31","v":3.9966439130000002},{"$f":"SUM(H115:K115)","v":315.00864391300001},{"$f":"H31","v":19.688319019999984},{"$f":"L31","v":0},{"$f":"K31","v":0},{"$f":"SUM(M115:O115)","v":19.688319019999984},19.688319019999984,{"$f":"M31","v":0},{"$f":"L115-Q115-R115","v":295.32032489300002},{"$f":"IF(S115<0,0,S115)","v":295.32032489300002},{"$f":"K115+H115","v":315.00864391300001},null,null,null,null,null,null,null,null,null,null,null,{"$f":"J115","v":0},315.00864391300001,{"$f":"+Q115","v":19.688319019999984},{"$f":"(AI115+R115)","v":19.688319019999984},null,{"$f":"IF(AG115>0,(AI115+R115+AJ115)*AG114,\"\")","v":""},{"$f":"SUM(AI115:AK115)","v":39.376638039999968},{"$f":"IF(AN114=\"\",\"\",$AM115*AN114)","v":39.376638039999968},"","","","","","","","","","","","",39.376638039999968,{"$f":"+U115","v":315.00864391300001},{"$f":"IF(D115=\"MAR\",IF((BB115-AJ115)<0,0,BB115-AJ115),IF(D115=\"C\",IF((BB115-AJ115)<0,0,BB115-AJ115),IF((BB115-AK115)<0,0,BB115-AK115)))","v":295.32032489300002},{"$f":"IF(AG115=0,\"\",IF(AG115-AL115<0,0,AG115-AL115))","v":""},{"$f":"IF(D115=\"MAR\",0,IF(D115=\"C\",0,AJ115))","v":0},{"$f":"IF(T115-BE115<0,0,T115-BE115)","v":295.32032489300002},{"$f":"IF(D115=\"MAR\",IF(AI115+R115+AJ115=0,\"Infinito\",(I115+U115+AG115)/(AI115+R115)),IF(D115=\"C\",IF(AI115+R115+AJ115=0,\"Infinito\",(I115+U115+AG115)/(AI115+R115)),IF(AI115+R115+AJ115=0,\"Infinito\",(I115+U115+AG115)/(AI115+R115+AJ115))))","v":15.999773449069208},{"$f":"IF(BG115<1.4,\"1\", IF(BG115<3,\"2\", IF(BG115<9,\"3\", \"4\")))","v":"4"},{"$f":"IF(BG115<1.4,\"ROJO\", IF(BG115<3,\"AMARILLO\", IF(BG115<9,\"VERDE\", \"AZUL\")))","v":"AZUL"},{"$f":"IF(BG115<1.4,\"Déficit\", IF(BG115<3,\"Equilibrio\", IF(BG115<9,\"Disponibilidad\", \"Abundante\")))","v":"Abundante"},{"$f":"IF(I115+U115+AG115<=0,0,I115+U115+AG115)","v":315.00864391300001},{"$f":"IF(D115=\"MAR\",AI115+R115,IF(D115=\"C\",AI115+R115,AI115+R115+AJ115))","v":19.688319019999984},{"$f":"BK115/BL115","v":15.999773449069208},{"$f":"IF(BM115-BG115=0,\"\",\"CHECAR\")","v":""}]
[null,null,null,null,null,null,null,null,null,null,null,null,null,null,null,null,null,null,null,null,{"$f":"IF(U117=0,\"\",U117/(SUM($U117:$AG117)))","v":1},"","","","","","","","","","","","",1,null,null,null,null,null,{"$f":"IF(U116=0,\"\",U116)","v":1},"","","","","","","","","","","","",1]
[8,{"$f":"A117","v":8},{"$f":"A117","v":8},"MAR",null,null,null,{"$f":"$C$32","v":390.51600000000002},null,{"$f":"J32","v":0},{"$f":"I32","v":11.076366807500005},{"$f":"SUM(H117:K117)","v":401.59236680750001},{"$f":"H32","v":52.72488081000003},{"$f":"L32","v":0},{"$f":"K32","v":0},{"$f":"SUM(M117:O117)","v":52.72488081000003},52.72488081000003,{"$f":"M32","v":0},{"$f":"L117-Q117-R117","v":348.86748599750001},{"$f":"IF(S117<0,0,S117)","v":348.86748599750001},{"$f":"K117+H117","v":401.59236680750001},null,null,null,null,null,null,null,null,null,null,null,{"$f":"J117","v":0},401.59236680750001,{"$f":"+Q117","v":52.72488081000003},{"$f":"(AI117+R117)","v":52.72488081000003},null,{"$f":"IF(AG117>0,(AI117+R117+AJ117)*AG116,\"\")","v":""},{"$f":"SUM(AI117:AK117)","v":105.44976162000006},{"$f":"IF(AN116=\"\",\"\",$AM117*AN116)","v":105.44976162000006},"","","","","","","","","","","","",105.44976162000006,{"$f":"+U117","v":401.59236680750001},{"$f":"IF(D117=\"MAR\",IF((BB117-AJ117)<0,0,BB117-AJ117),IF(D117=\"C\",IF((BB117-AJ117)<0,0,BB117-AJ117),IF((BB117-AK117)<0,0,BB117-AK117)))","v":348.86748599750001},{"$f":"IF(AG117=0,\"\",IF(AG117-AL117<0,0,AG117-AL117))","v":""},{"$f":"IF(D117=\"MAR\",0,IF(D117=\"C\",0,AJ117))","v":0},{"$f":"IF(T117-BE117<0,0,T117-BE117)","v":348.86748599750001},{"$f":"IF(D117=\"MAR\",IF(AI117+R117+AJ117=0,\"Infinito\",(I117+U117+AG117)/(AI117+R117)),IF(D117=\"C\",IF(AI117+R117+AJ117=0,\"Infinito\",(I117+U117+AG117)/(AI117+R117)),IF(AI117+R117+AJ117=0,\"Infinito\",(I117+U117+AG117)/(AI117+R117+AJ117))))","v":7.6167524826596145},{"$f":"IF(BG117<1.4,\"1\", IF(BG117<3,\"2\", IF(BG117<9,\"3\", \"4\")))","v":"3"},{"$f":"IF(BG117<1.4,\"ROJO\", IF(BG117<3,\"AMARILLO\", IF(BG117<9,\"VERDE\", \"AZUL\")))","v":"VERDE"},{"$f":"IF(BG117<1.4,\"Déficit\", IF(BG117<3,\"Equilibrio\", IF(BG117<9,\"Disponibilidad\", \"Abundante\")))","v":"Disponibilidad"},{"$f":"IF(I117+U117+AG117<=0,0,I117+U117+AG117)","v":401.59236680750001},{"$f":"IF(D117=\"MAR\",AI117+R117,IF(D117=\"C\",AI117+R117,AI117+R117+AJ117))","v":52.72488081000003},{"$f":"BK117/BL117","v":7.6167524826596145},{"$f":"IF(BM117-BG117=0,\"\",\"CHECAR\")","v":""}]
[null,null,null,null,null,null,null,null,null,null,null,null,null,null,null,null,null,null,null,null,{"$f":"IF(U119=0,\"\",U119/(SUM($U119:$AG119)))","v":1},"","","","","","","","","","","","",1,null,null,null,null,null,{"$f":"IF(U118=0,\"\",U118)","v":1},"","","","","","","","","","","","",1]
[9,{"$f":"A119","v":9},{"$f":"A119","v":9},"MAR",null,null,null,{"$f":"$C$11","v":131.03},null,{"$f":"J11","v":0},{"$f":"I11","v":0.68505971200000004},{"$f":"SUM(H119:K119)","v":131.715059712},{"$f":"H11","v":2.31386176},{"$f":"L11","v":0},{"$f":"K11","v":0},{"$f":"SUM(M119:O119)","v":2.31386176},2.31386176,{"$f":"M11","v":0},{"$f":"L119-Q119-R119","v":129.40119795199999},{"$f":"IF(S119<0,0,S119)","v":129.40119795199999},{"$f":"K119+H119","v":131.715059712},null,null,null,null,null,null,null,null,null,null,null,{"$f":"J119","v":0},131.715059712,{"$f":"+Q119","v":2.31386176},{"$f":"(AI119+R119)","v":2.31386176},null,{"$f":"IF(AG119>0,(AI119+R119+AJ119)*AG118,\"\")","v":""},{"$f":"SUM(AI119:AK119)","v":4.62772352},{"$f":"IF(AN118=\"\",\"\",$AM119*AN118)","v":4.62772352},"","","","","","","","","","","","",4.62772352,{"$f":"+U119","v":131.715059712},{"$f":"IF(D119=\"MAR\",IF((BB119-AJ119)<0,0,BB119-AJ119),IF(D119=\"C\",IF((BB119-AJ119)<0,0,BB119-AJ119),IF((BB119-AK119)<0,0,BB119-AK119)))","v":129.40119795199999},{"$f":"IF(AG119=0,\"\",IF(AG119-AL119<0,0,AG119-AL119))","v":""},{"$f":"IF(D119=\"MAR\",0,IF(D119=\"C\",0,AJ119))","v":0},{"$f":"IF(T119-BE119<0,0,T119-BE119)","v":129.40119795199999},{"$f":"IF(D119=\"MAR\",IF(AI119+R119+AJ119=0,\"Infinito\",(I119+U119+AG119)/(AI119+R119)),IF(D119=\"C\",IF(AI119+R119+AJ119=0,\"Infinito\",(I119+U119+AG119)/(AI119+R119)),IF(AI119+R119+AJ119=0,\"Infinito\",(I119+U119+AG119)/(AI119+R119+AJ119))))","v":56.924342667731366},{"$f":"IF(BG119<1.4,\"1\", IF(BG119<3,\"2\", IF(BG119<9,\"3\", \"4\")))","v":"4"},{"$f":"IF(BG119<1.4,\"ROJO\", IF(BG119<3,\"AMARILLO\", IF(BG119<9,\"VERDE\", \"AZUL\")))","v":"AZUL"},{"$f":"IF(BG119<1.4,\"Déficit\", IF(BG119<3,\"Equilibrio\", IF(BG119<9,\"Disponibilidad\", \"Abundante\")))","v":"Abundante"},{"$f":"IF(I119+U119+AG119<=0,0,I119+U119+AG119)","v":131.715059712},{"$f":"IF(D119=\"MAR\",AI119+R119,IF(D119=\"C\",AI119+R119,AI119+R119+AJ119))","v":2.31386176},{"$f":"BK119/BL119","v":56.924342667731366},{"$f":"IF(BM119-BG119=0,\"\",\"CHECAR\")","v":""}]
[null,null,null,null,null,null,null,null,null,null,null,null,null,null,null,null,null,null,null,null,{"$f":"IF(U121=0,\"\",U121/(SUM($U121:$AG121)))","v":1},"","","","","","","","","","","","",1,null,null,null,null,null,{"$f":"IF(U120=0,\"\",U120)","v":1},"","","","","","","","","","","","",1]
[10,{"$f":"A121","v":10},{"$f":"A121","v":10},"MAR",null,null,null,{"$f":"$C$13","v":118.087},null,{"$f":"J13","v":0},{"$f":"I13","v":0.18241680050000003},{"$f":"SUM(H121:K121)","v":118.2694168005},{"$f":"H13","v":0.52922287000000023},{"$f":"L13","v":0},{"$f":"K13","v":0},{"$f":"SUM(M121:O121)","v":0.52922287000000023},0.52922287000000023,{"$f":"M13","v":0},{"$f":"L121-Q121-R121","v":117.7401939305},{"$f":"IF(S121<0,0,S121)","v":117.7401939305},{"$f":"K121+H121","v":118.2694168005},null,null,null,null,null,null,null,null,null,null,null,{"$f":"J121","v":0},118.2694168005,{"$f":"+Q121","v":0.52922287000000023},{"$f":"(AI121+R121)","v":0.52922287000000023},null,{"$f":"IF(AG121>0,(AI121+R121+AJ121)*AG120,\"\")","v":""},{"$f":"SUM(AI121:AK121)","v":1.0584457400000005},{"$f":"IF(AN120=\"\",\"\",$AM121*AN120)","v":1.0584457400000005},"","","","","","","","","","","","",1.0584457400000005,{"$f":"+U121","v":118.2694168005},{"$f":"IF(D121=\"MAR\",IF((BB121-AJ121)<0,0,BB121-AJ121),IF(D121=\"C\",IF((BB121-AJ121)<0,0,BB121-AJ121),IF((BB121-AK121)<0,0,BB121-AK121)))","v":117.7401939305},{"$f":"IF(AG121=0,\"\",IF(AG121-AL121<0,0,AG121-AL121))","v":""},{"$f":"IF(D121=\"MAR\",0,IF(D121=\"C\",0,AJ121))","v":0},{"$f":"IF(T121-BE121<0,0,T121-BE121)","v":117.7401939305},{"$f":"IF(D121=\"MAR\",IF(AI121+R121+AJ121=0,\"Infinito\",(I121+U121+AG121)/(AI121+R121)),IF(D121=\"C\",IF(AI121+R121+AJ121=0,\"Infinito\",(I121+U121+AG121)/(AI121+R121)),IF(AI121+R121+AJ121=0,\"Infinito\",(I121+U121+AG121)/(AI121+R121+AJ121))))","v":223.47752431881855},{"$f":"IF(BG121<1.4,\"1\", IF(BG121<3,\"2\", IF(BG121<9,\"3\", \"4\")))","v":"4"},{"$f":"IF(BG121<1.4,\"ROJO\", IF(BG121<3,\"AMARILLO\", IF(BG121<9,\"VERDE\", \"AZUL\")))","v":"AZUL"},{"$f":"IF(BG121<1.4,\"Déficit\", IF(BG121<3,\"Equilibrio\", IF(BG121<9,\"Disponibilidad\", \"Abundante\")))","v":"Abundante"},{"$f":"IF(I121+U121+AG121<=0,0,I121+U121+AG121)","v":118.2694168005},{"$f":"IF(D121=\"MAR\",AI121+R121,IF(D121=\"C\",AI121+R121,AI121+R121+AJ121))","v":0.52922287000000023},{"$f":"BK121/BL121","v":223.47752431881855},{"$f":"IF(BM121-BG121=0,\"\",\"CHECAR\")","v":""}]
[null,null,null,null,null,null,null,null,null,null,null,null,null,null,null,null,null,null,null,null,{"$f":"IF(U123=0,\"\",U123/(SUM($U123:$AG123)))","v":1},"","","","","","","","","","","","",1,null,null,null,null,null,null,{"$f":"IF(V122=0,\"\",V122)","v":""},"","","","","","","","","","",""]
[11,{"$f":"A123","v":11},{"$f":"A123","v":11},"MAR",null,null,null,{"$f":"C14","v":80.966999999999999},null,{"$f":"J14","v":0},{"$f":"I14","v":1.272905887500001},{"$f":"SUM(H123:K123)","v":82.239905887500001},{"$f":"H14","v":1.7662578499999995},{"$f":"L14","v":0},{"$f":"K14","v":0},{"$f":"SUM(M123:O123)","v":1.7662578499999995},1.7662578499999995,{"$f":"M14","v":0},{"$f":"L123-Q123-R123","v":80.473648037499999},{"$f":"IF(S123<0,0,S123)","v":80.473648037499999},{"$f":"K123+H123","v":82.239905887500001},null,null,null,null,null,null,null,null,null,null,null,{"$f":"J123","v":0},82.239905887500001,{"$f":"+Q123","v":1.7662578499999995},{"$f":"(AI123+R123)","v":1.7662578499999995},null,{"$f":"IF(AG123>0,(AI123+R123+AJ123)*AG122,\"\")","v":""},{"$f":"SUM(AI123:AK123)","v":3.5325156999999989},{"$f":"IF(AN122=\"\",\"\",$AM123*AN122)","v":""},"","","","","","","","","","","","",{"$f":"SUM(AN123:AZ123)","v":0},{"$f":"+U123","v":82.239905887500001},{"$f":"IF(D123=\"MAR\",IF((BB123-AJ123)<0,0,BB123-AJ123),IF(D123=\"C\",IF((BB123-AJ123)<0,0,BB123-AJ123),IF((BB123-AK123)<0,0,BB123-AK123)))","v":80.473648037499999},{"$f":"IF(AG123=0,\"\",IF(AG123-AL123<0,0,AG123-AL123))","v":""},{"$f":"IF(D123=\"MAR\",0,IF(D123=\"C\",0,AJ123))","v":0},{"$f":"IF(T123-BE123<0,0,T123-BE123)","v":80.473648037499999},{"$f":"IF(D123=\"MAR\",IF(AI123+R123+AJ123=0,\"Infinito\",(I123+U123+AG123)/(AI123+R123)),IF(D123=\"C\",IF(AI123+R123+AJ123=0,\"Infinito\",(I123+U123+AG123)/(AI123+R123)),IF(AI123+R123+AJ123=0,\"Infinito\",(I123+U123+AG123)/(AI123+R123+AJ123))))","v":46.561664757781557},{"$f":"IF(BG123<1.4,\"1\", IF(BG123<3,\"2\", IF(BG123<9,\"3\", \"4\")))","v":"4"},{"$f":"IF(BG123<1.4,\"ROJO\", IF(BG123<3,\"AMARILLO\", IF(BG123<9,\"VERDE\", \"AZUL\")))","v":"AZUL"},{"$f":"IF(BG123<1.4,\"Déficit\", IF(BG123<3,\"Equilibrio\", IF(BG123<9,\"Disponibilidad\", \"Abundante\")))","v":"Abundante"},{"$f":"IF(I123+U123+AG123<=0,0,I123+U123+AG123)","v":82.239905887500001},{"$f":"IF(D123=\"MAR\",AI123+R123,IF(D123=\"C\",AI123+R123,AI123+R123+AJ123))","v":1.7662578499999995},{"$f":"BK123/BL123","v":46.561664757781557},{"$f":"IF(BM123-BG123=0,\"\",\"CHECAR\")","v":""}]
[null,null,null,null,null,null,null,null,null,null,null,null,null,null,null,null,null,null,null,null,{"$f":"IF(U125=0,\"\",U125/(SUM($U125:$AG125)))","v":1},"","","","","","","","","","","","",1,null,null,null,null,null,null,{"$f":"IF(V124=0,\"\",V124)","v":""},"","","","","","","","","","",""]
[12,{"$f":"A125","v":12},{"$f":"A125","v":12},"MAR",null,null,null,{"$f":"$C$10","v":200.69399999999999},null,{"$f":"J10","v":0},{"$f":"I10","v":16.536358922000002},{"$f":"SUM(H125:K125)","v":217.23035892199999},{"$f":"H10","v":16.998426610000003},{"$f":"L10","v":0},{"$f":"K10","v":0},{"$f":"SUM(M125:O125)","v":16.998426610000003},16.998426610000003,{"$f":"M10","v":0},{"$f":"L125-Q125-R125","v":200.231932312},{"$f":"IF(S125<0,0,S125)","v":200.231932312},{"$f":"K125+H125","v":217.23035892199999},null,null,null,null,null,null,null,null,null,null,null,{"$f":"J125","v":0},217.23035892199999,{"$f":"+Q125","v":16.998426610000003},{"$f":"(AI125+R125)","v":16.998426610000003},null,{"$f":"IF(AG125>0,(AI125+R125+AJ125)*AG124,\"\")","v":""},{"$f":"SUM(AI125:AK125)","v":33.996853220000006},{"$f":"IF(AN124=\"\",\"\",$AM125*AN124)","v":""},"","","","","","","","","","","","",{"$f":"SUM(AN125:AZ125)","v":0},{"$f":"+U125","v":217.23035892199999},{"$f":"IF(D125=\"MAR\",IF((BB125-AJ125)<0,0,BB125-AJ125),IF(D125=\"C\",IF((BB125-AJ125)<0,0,BB125-AJ125),IF((BB125-AK125)<0,0,BB125-AK125)))","v":200.231932312},{"$f":"IF(AG125=0,\"\",IF(AG125-AL125<0,0,AG125-AL125))","v":""},{"$f":"IF(D125=\"MAR\",0,IF(D125=\"C\",0,AJ125))","v":0},{"$f":"IF(T125-BE125<0,0,T125-BE125)","v":200.231932312},{"$f":"IF(D125=\"MAR\",IF(AI125+R125+AJ125=0,\"Infinito\",(I125+U125+AG125)/(AI125+R125)),IF(D125=\"C\",IF(AI125+R125+AJ125=0,\"Infinito\",(I125+U125+AG125)/(AI125+R125)),IF(AI125+R125+AJ125=0,\"Infinito\",(I125+U125+AG125)/(AI125+R125+AJ125))))","v":12.779439174341322},{"$f":"IF(BG125<1.4,\"1\", IF(BG125<3,\"2\", IF(BG125<9,\"3\", \"4\")))","v":"4"},{"$f":"IF(BG125<1.4,\"ROJO\", IF(BG125<3,\"AMARILLO\", IF(BG125<9,\"VERDE\", \"AZUL\")))","v":"AZUL"},{"$f":"IF(BG125<1.4,\"Déficit\", IF(BG125<3,\"Equilibrio\", IF(BG125<9,\"Disponibilidad\", \"Abundante\")))","v":"Abundante"},{"$f":"IF(I125+U125+AG125<=0,0,I125+U125+AG125)","v":217.23035892199999},{"$f":"IF(D125=\"MAR\",AI125+R125,IF(D125=\"C\",AI125+R125,AI125+R125+AJ125))","v":16.998426610000003},{"$f":"BK125/BL125","v":12.779439174341322},{"$f":"IF(BM125-BG125=0,\"\",\"CHECAR\")","v":""}]
[null,null,null,null,null,null,null,null,null,null,null,null,null,null,null,null,null,null,null,null,1,"","","","","","","","","","","","",{"$f":"SUM(U126:AG126)","v":1},null,null,null,null,null,null,{"$f":"IF(V126=0,\"\",V126)","v":""},"","","","","","","","","","",""]
[null,null,null,"MAR",null,null,null,{"$f":"$C$12","v":141.46100000000001},null,{"$f":"J12","v":0},{"$f":"I12","v":7.0339755000000004E-2},{"$f":"SUM(H127:K127)","v":141.531339755},{"$f":"H12","v":0.31669834000000008},{"$f":"L12","v":0},{"$f":"K12","v":0},{"$f":"SUM(M127:O127)","v":0.31669834000000008},0.31669834000000008,{"$f":"M12","v":0},{"$f":"L127-Q127-R127","v":141.21464141500002},{"$f":"IF(S127<0,0,S127)","v":141.21464141500002},{"$f":"K127+H127","v":141.531339755},null,null,null,null,null,null,null,null,null,null,null,{"$f":"J127","v":0},{"$f":"SUM(U127:AG127)","v":141.531339755},{"$f":"+Q127","v":0.31669834000000008},{"$f":"(AI127+R127)","v":0.31669834000000008},null,{"$f":"IF(AG127>0,(AI127+R127+AJ127)*AG126,\"\")","v":""},{"$f":"SUM(AI127:AK127)","v":0.63339668000000016},{"$f":"IF(AN126=\"\",\"\",$AM127*AN126)","v":""},"","","","","","","","","","","","",{"$f":"SUM(AN127:AZ127)","v":0},{"$f":"+U127","v":141.531339755},{"$f":"IF(D127=\"MAR\",IF((BB127-AJ127)<0,0,BB127-AJ127),IF(D127=\"C\",IF((BB127-AJ127)<0,0,BB127-AJ127),IF((BB127-AK127)<0,0,BB127-AK127)))","v":141.21464141500002},{"$f":"IF(AG127=0,\"\",IF(AG127-AL127<0,0,AG127-AL127))","v":""},{"$f":"IF(D127=\"MAR\",0,IF(D127=\"C\",0,AJ127))","v":0},{"$f":"IF(T127-BE127<0,0,T127-BE127)","v":141.21464141500002},{"$f":"IF(D127=\"MAR\",IF(AI127+R127+AJ127=0,\"Infinito\",(I127+U127+AG127)/(AI127+R127)),IF(D127=\"C\",IF(AI127+R127+AJ127=0,\"Infinito\",(I127+U127+AG127)/(AI127+R127)),IF(AI127+R127+AJ127=0,\"Infinito\",(I127+U127+AG127)/(AI127+R127+AJ127))))","v":446.89637386479501},{"$f":"IF(BG127<1.4,\"1\", IF(BG127<3,\"2\", IF(BG127<9,\"3\", \"4\")))","v":"4"},{"$f":"IF(BG127<1.4,\"ROJO\", IF(BG127<3,\"AMARILLO\", IF(BG127<9,\"VERDE\", \"AZUL\")))","v":"AZUL"},{"$f":"IF(BG127<1.4,\"Déficit\", IF(BG127<3,\"Equilibrio\", IF(BG127<9,\"Disponibilidad\", \"Abundante\")))","v":"Abundante"},{"$f":"IF(I127+U127+AG127<=0,0,I127+U127+AG127)","v":141.531339755},{"$f":"IF(D127=\"MAR\",AI127+R127,IF(D127=\"C\",AI127+R127,AI127+R127+AJ127))","v":0.31669834000000008},{"$f":"BK127/BL127","v":446.89637386479501}]
[null,null,null,null,null,null,null,null,null,null,null,null,null,null,null,null,null,null,null,null,1,"","","","","","","","","","","","",{"$f":"SUM(U128:AG128)","v":1},null,null,null,null,null,null,{"$f":"IF(V128=0,\"\",V128)","v":""},"","","","","","","","","","",""]
[null,null,null,"MAR",null,null,null,{"$f":"$C$15","v":221.65899999999999},null,{"$f":"J15","v":0},{"$f":"I15","v":0.15586777750000008},{"$f":"SUM(H129:K129)","v":221.81486777749998},{"$f":"H15","v":0.3919147700000003},{"$f":"L15","v":0},{"$f":"K15","v":0},{"$f":"SUM(M129:O129)","v":0.3919147700000003},0.3919147700000003,{"$f":"M15","v":0},{"$f":"L129-Q129-R129","v":221.42295300749998},{"$f":"IF(S129<0,0,S129)","v":221.42295300749998},{"$f":"K129+H129","v":221.81486777749998},null,null,null,null,null,null,null,null,null,null,null,{"$f":"J129","v":0},{"$f":"SUM(U129:AG129)","v":221.81486777749998},{"$f":"+Q129","v":0.3919147700000003},{"$f":"(AI129+R129)","v":0.3919147700000003},null,{"$f":"IF(AG129>0,(AI129+R129+AJ129)*AG128,\"\")","v":""},{"$f":"SUM(AI129:AK129)","v":0.7838295400000006},{"$f":"IF(AN128=\"\",\"\",$AM129*AN128)","v":""},"","","","","","","","","","","","",{"$f":"SUM(AN129:AZ129)","v":0},{"$f":"+U129","v":221.81486777749998},{"$f":"IF(D129=\"MAR\",IF((BB129-AJ129)<0,0,BB129-AJ129),IF(D129=\"C\",IF((BB129-AJ129)<0,0,BB129-AJ129),IF((BB129-AK129)<0,0,BB129-AK129)))","v":221.42295300749998},{"$f":"IF(AG129=0,\"\",IF(AG129-AL129<0,0,AG129-AL129))","v":""},{"$f":"IF(D129=\"MAR\",0,IF(D129=\"C\",0,AJ129))","v":0},{"$f":"IF(T129-BE129<0,0,T129-BE129)","v":221.42295300749998},{"$f":"IF(D129=\"MAR\",IF(AI129+R129+AJ129=0,\"Infinito\",(I129+U129+AG129)/(AI129+R129)),IF(D129=\"C\",IF(AI129+R129+AJ129=0,\"Infinito\",(I129+U129+AG129)/(AI129+R129)),IF(AI129+R129+AJ129=0,\"Infinito\",(I129+U129+AG129)/(AI129+R129+AJ129))))","v":565.97731128505268},{"$f":"IF(BG129<1.4,\"1\", IF(BG129<3,\"2\", IF(BG129<9,\"3\", \"4\")))","v":"4"},{"$f":"IF(BG129<1.4,\"ROJO\", IF(BG129<3,\"AMARILLO\", IF(BG129<9,\"VERDE\", \"AZUL\")))","v":"AZUL"},{"$f":"IF(BG129<1.4,\"Déficit\", IF(BG129<3,\"Equilibrio\", IF(BG129<9,\"Disponibilidad\", \"Abundante\")))","v":"Abundante"},{"$f":"IF(I129+U129+AG129<=0,0,I129+U129+AG129)","v":221.81486777749998},{"$f":"IF(D129=\"MAR\",AI129+R129,IF(D129=\"C\",AI129+R129,AI129+R129+AJ129))","v":0.3919147700000003},{"$f":"BK129/BL129","v":565.97731128505268}]
[null,null,null,null,null,null,null,null,null,null,null,null,null,null,null,null,null,null,null,null,{"$f":"IF(U131=0,\"\",U131/(SUM($U131:$AG131)))","v":1},"","","","","","","","","","","","",1,null,null,null,null,null,{"$f":"IF(U130=0,\"\",U130)","v":1},"","","","","","","","","","","",""]
[13,{"$f":"A131","v":13},{"$f":"A131","v":13},"MAR",null,null,null,{"$f":"$C$16","v":167.035},null,{"$f":"J16","v":0},{"$f":"I16","v":6.9205326825000002},{"$f":"SUM(H131:K131)","v":173.95553268250001},{"$f":"H16","v":9.750474509999993},{"$f":"L16","v":0},{"$f":"K16","v":0},{"$f":"SUM(M131:O131)","v":9.750474509999993},9.750474509999993,{"$f":"M16","v":0},{"$f":"L131-Q131-R131","v":164.2050581725},{"$f":"IF(S131<0,0,S131)","v":164.2050581725},{"$f":"K131+H131","v":173.95553268250001},null,null,null,null,null,null,null,null,null,null,null,{"$f":"J131","v":0},173.95553268250001,{"$f":"+Q131","v":9.750474509999993},{"$f":"(AI131+R131)","v":9.750474509999993},null,{"$f":"IF(AG131>0,(AI131+R131+AJ131)*AG130,\"\")","v":""},{"$f":"SUM(AI131:AK131)","v":19.500949019999986},{"$f":"IF(AN130=\"\",\"\",$AM131*AN130)","v":19.500949019999986},"","","","","","","","","","","","",{"$f":"SUM(AN131:AZ131)","v":19.500949019999986},{"$f":"+U131","v":173.95553268250001},{"$f":"IF(D131=\"MAR\",IF((BB131-AJ131)<0,0,BB131-AJ131),IF(D131=\"C\",IF((BB131-AJ131)<0,0,BB131-AJ131),IF((BB131-AK131)<0,0,BB131-AK131)))","v":164.2050581725},{"$f":"IF(AG131=0,\"\",IF(AG131-AL131<0,0,AG131-AL131))","v":""},{"$f":"IF(D131=\"MAR\",0,IF(D131=\"C\",0,AJ131))","v":0},{"$f":"IF(T131-BE131<0,0,T131-BE131)","v":164.2050581725},{"$f":"IF(D131=\"MAR\",IF(AI131+R131+AJ131=0,\"Infinito\",(I131+U131+AG131)/(AI131+R131)),IF(D131=\"C\",IF(AI131+R131+AJ131=0,\"Infinito\",(I131+U131+AG131)/(AI131+R131)),IF(AI131+R131+AJ131=0,\"Infinito\",(I131+U131+AG131)/(AI131+R131+AJ131))))","v":17.84072482873453},{"$f":"IF(BG131<1.4,\"1\", IF(BG131<3,\"2\", IF(BG131<9,\"3\", \"4\")))","v":"4"},{"$f":"IF(BG131<1.4,\"ROJO\", IF(BG131<3,\"AMARILLO\", IF(BG131<9,\"VERDE\", \"AZUL\")))","v":"AZUL"},{"$f":"IF(BG131<1.4,\"Déficit\", IF(BG131<3,\"Equilibrio\", IF(BG131<9,\"Disponibilidad\", \"Abundante\")))","v":"Abundante"},{"$f":"IF(I131+U131+AG131<=0,0,I131+U131+AG131)","v":173.95553268250001},{"$f":"IF(D131=\"MAR\",AI131+R131,IF(D131=\"C\",AI131+R131,AI131+R131+AJ131))","v":9.750474509999993},{"$f":"BK131/BL131","v":17.84072482873453},{"$f":"IF(BM131-BG131=0,\"\",\"CHECAR\")","v":""}]
[null,null,null,null,null,null,null,null,null,null,null,null,null,null,null,null,null,null,null,null,{"$f":"IF(U133=0,\"\",U133/(SUM($U133:$AG133)))","v":1},"","","","","","","","","","","","",1,null,null,null,null,null,{"$f":"IF(U132=0,\"\",U132)","v":1},"","","","","","","","","","","","",1]
[14,{"$f":"A133","v":14},{"$f":"A133","v":14},"MAR",null,null,null,{"$f":"C17","v":369.11700000000002},null,{"$f":"J17","v":0},{"$f":"I17","v":0.1263778495},{"$f":"SUM(H133:K133)","v":369.24337784950001},{"$f":"H17","v":0.24570797000000047},{"$f":"L17","v":0},{"$f":"K17","v":0},{"$f":"SUM(M133:O133)","v":0.24570797000000047},0.24570797000000047,{"$f":"M17","v":0},{"$f":"L133-Q133-R133","v":368.99766987949999},{"$f":"IF(S133<0,0,S133)","v":368.99766987949999},{"$f":"K133+H133","v":369.24337784950001},null,null,null,null,null,null,null,null,null,null,null,{"$f":"J133","v":0},369.24337784950001,{"$f":"+Q133","v":0.24570797000000047},{"$f":"(AI133+R133)","v":0.24570797000000047},null,{"$f":"IF(AG133>0,(AI133+R133+AJ133)*AG132,\"\")","v":""},{"$f":"SUM(AI133:AK133)","v":0.49141594000000094},{"$f":"IF(AN132=\"\",\"\",$AM133*AN132)","v":0.49141594000000094},"","","","","","","","","","","","",0.49141594000000094,{"$f":"+U133","v":369.24337784950001},{"$f":"IF(D133=\"MAR\",IF((BB133-AJ133)<0,0,BB133-AJ133),IF(D133=\"C\",IF((BB133-AJ133)<0,0,BB133-AJ133),IF((BB133-AK133)<0,0,BB133-AK133)))","v":368.99766987949999},{"$f":"IF(AG133=0,\"\",IF(AG133-AL133<0,0,AG133-AL133))","v":""},{"$f":"IF(D133=\"MAR\",0,IF(D133=\"C\",0,AJ133))","v":0},{"$f":"IF(T133-BE133<0,0,T133-BE133)","v":368.99766987949999},{"$f":"IF(D133=\"MAR\",IF(AI133+R133+AJ133=0,\"Infinito\",(I133+U133+AG133)/(AI133+R133)),IF(D133=\"C\",IF(AI133+R133+AJ133=0,\"Infinito\",(I133+U133+AG133)/(AI133+R133)),IF(AI133+R133+AJ133=0,\"Infinito\",(I133+U133+AG133)/(AI133+R133+AJ133))))","v":1502.7733038106144},{"$f":"IF(BG133<1.4,\"1\", IF(BG133<3,\"2\", IF(BG133<9,\"3\", \"4\")))","v":"4"},{"$f":"IF(BG133<1.4,\"ROJO\", IF(BG133<3,\"AMARILLO\", IF(BG133<9,\"VERDE\", \"AZUL\")))","v":"AZUL"},{"$f":"IF(BG133<1.4,\"Déficit\", IF(BG133<3,\"Equilibrio\", IF(BG133<9,\"Disponibilidad\", \"Abundante\")))","v":"Abundante"},{"$f":"IF(I133+U133+AG133<=0,0,I133+U133+AG133)","v":369.24337784950001},{"$f":"IF(D133=\"MAR\",AI133+R133,IF(D133=\"C\",AI133+R133,AI133+R133+AJ133))","v":0.24570797000000047},{"$f":"BK133/BL133","v":1502.7733038106144},{"$f":"IF(BM133-BG133=0,\"\",\"CHECAR\")","v":""}]
[null,null,null,null,null,null,null,null,null,null,null,null,null,null,null,null,null,null,null,null,{"$f":"IF(U135=0,\"\",U135/(SUM($U135:$AG135)))","v":1},"","","","","","","","","","","","",1,null,null,null,null,null,{"$f":"IF(U134=0,\"\",U134)","v":1},"","","","","","","","","","","","",1]
[15,{"$f":"A135","v":15},{"$f":"A135","v":15},"MAR",null,null,null,{"$f":"C18","v":292.87799999999999},null,{"$f":"J18","v":0},{"$f":"I18","v":7.3378739999999998E-2},{"$f":"SUM(H135:K135)","v":292.95137874},{"$f":"H18","v":0.11304471999999995},{"$f":"L18","v":0},{"$f":"K18","v":0},{"$f":"SUM(M135:O135)","v":0.11304471999999995},0.11304471999999995,{"$f":"M18","v":0},{"$f":"L135-Q135-R135","v":292.83833401999999},{"$f":"IF(S135<0,0,S135)","v":292.83833401999999},{"$f":"K135+H135","v":292.95137874},null,null,null,null,null,null,null,null,null,null,null,{"$f":"J135","v":0},292.95137874,{"$f":"+Q135","v":0.11304471999999995},{"$f":"(AI135+R135)","v":0.11304471999999995},null,{"$f":"IF(AG135>0,(AI135+R135+AJ135)*AG134,\"\")","v":""},{"$f":"SUM(AI135:AK135)","v":0.22608943999999989},{"$f":"IF(AN134=\"\",\"\",$AM135*AN134)","v":0.22608943999999989},"","","","","","","","","","","","",0.22608943999999989,{"$f":"+U135","v":292.95137874},{"$f":"IF(D135=\"MAR\",IF((BB135-AJ135)<0,0,BB135-AJ135),IF(D135=\"C\",IF((BB135-AJ135)<0,0,BB135-AJ135),IF((BB135-AK135)<0,0,BB135-AK135)))","v":292.83833401999999},{"$f":"IF(AG135=0,\"\",IF(AG135-AL135<0,0,AG135-AL135))","v":""},{"$f":"IF(D135=\"MAR\",0,IF(D135=\"C\",0,AJ135))","v":0},{"$f":"IF(T135-BE135<0,0,T135-BE135)","v":292.83833401999999},{"$f":"IF(D135=\"MAR\",IF(AI135+R135+AJ135=0,\"Infinito\",(I135+U135+AG135)/(AI135+R135)),IF(D135=\"C\",IF(AI135+R135+AJ135=0,\"Infinito\",(I135+U135+AG135)/(AI135+R135)),IF(AI135+R135+AJ135=0,\"Infinito\",(I135+U135+AG135)/(AI135+R135+AJ135))))","v":2591.4644995361141},{"$f":"IF(BG135<1.4,\"1\", IF(BG135<3,\"2\", IF(BG135<9,\"3\", \"4\")))","v":"4"},{"$f":"IF(BG135<1.4,\"ROJO\", IF(BG135<3,\"AMARILLO\", IF(BG135<9,\"VERDE\", \"AZUL\")))","v":"AZUL"},{"$f":"IF(BG135<1.4,\"Déficit\", IF(BG135<3,\"Equilibrio\", IF(BG135<9,\"Disponibilidad\", \"Abundante\")))","v":"Abundante"},{"$f":"IF(I135+U135+AG135<=0,0,I135+U135+AG135)","v":292.95137874},{"$f":"IF(D135=\"MAR\",AI135+R135,IF(D135=\"C\",AI135+R135,AI135+R135+AJ135))","v":0.11304471999999995},{"$f":"BK135/BL135","v":2591.4644995361141},{"$f":"IF(BM135-BG135=0,\"\",\"CHECAR\")","v":""}]
[null,null,null,null,null,null,null,null,null,null,null,null,null,null,null,null,null,null,null,null,{"$f":"IF(U137=0,\"\",U137/(SUM($U137:$AG137)))","v":1},"","","","","","","","","","","","",1,null,null,null,null,null,{"$f":"IF(U136=0,\"\",U136)","v":1},"","","","","","","","","","","","",1]
[16,{"$f":"A137","v":16},{"$f":"A137","v":16},"MAR",null,null,null,{"$f":"C19","v":336.67200000000003},null,{"$f":"J19","v":0},{"$f":"I19","v":0.66659177250000001},{"$f":"SUM(H137:K137)","v":337.33859177250002},{"$f":"H19","v":1.5713133900000003},{"$f":"L19","v":0},{"$f":"K19","v":0},{"$f":"SUM(M137:O137)","v":1.5713133900000003},1.5713133900000003,{"$f":"M19","v":0},{"$f":"L137-Q137-R137","v":335.76727838250002},{"$f":"IF(S137<0,0,S137)","v":335.76727838250002},{"$f":"K137+H137","v":337.33859177250002},null,null,null,null,null,null,null,null,null,null,null,{"$f":"J137","v":0},337.33859177250002,{"$f":"+Q137","v":1.5713133900000003},{"$f":"(AI137+R137)","v":1.5713133900000003},null,{"$f":"IF(AG137>0,(AI137+R137+AJ137)*AG136,\"\")","v":""},{"$f":"SUM(AI137:AK137)","v":3.1426267800000005},{"$f":"IF(AN136=\"\",\"\",$AM137*AN136)","v":3.1426267800000005},"","","","","","","","","","","","",3.1426267800000005,{"$f":"+U137","v":337.33859177250002},{"$f":"IF(D137=\"MAR\",IF((BB137-AJ137)<0,0,BB137-AJ137),IF(D137=\"C\",IF((BB137-AJ137)<0,0,BB137-AJ137),IF((BB137-AK137)<0,0,BB137-AK137)))","v":335.76727838250002},{"$f":"IF(AG137=0,\"\",IF(AG137-AL137<0,0,AG137-AL137))","v":""},{"$f":"IF(D137=\"MAR\",0,IF(D137=\"C\",0,AJ137))","v":0},{"$f":"IF(T137-BE137<0,0,T137-BE137)","v":335.76727838250002},{"$f":"IF(D137=\"MAR\",IF(AI137+R137+AJ137=0,\"Infinito\",(I137+U137+AG137)/(AI137+R137)),IF(D137=\"C\",IF(AI137+R137+AJ137=0,\"Infinito\",(I137+U137+AG137)/(AI137+R137)),IF(AI137+R137+AJ137=0,\"Infinito\",(I137+U137+AG137)/(AI137+R137+AJ137))))","v":214.68574882601871},{"$f":"IF(BG137<1.4,\"1\", IF(BG137<3,\"2\", IF(BG137<9,\"3\", \"4\")))","v":"4"},{"$f":"IF(BG137<1.4,\"ROJO\", IF(BG137<3,\"AMARILLO\", IF(BG137<9,\"VERDE\", \"AZUL\")))","v":"AZUL"},{"$f":"IF(BG137<1.4,\"Déficit\", IF(BG137<3,\"Equilibrio\", IF(BG137<9,\"Disponibilidad\", \"Abundante\")))","v":"Abundante"},{"$f":"IF(I137+U137+AG137<=0,0,I137+U137+AG137)","v":337.33859177250002},{"$f":"IF(D137=\"MAR\",AI137+R137,IF(D137=\"C\",AI137+R137,AI137+R137+AJ137))","v":1.5713133900000003},{"$f":"BK137/BL137","v":214.68574882601871},{"$f":"IF(BM137-BG137=0,\"\",\"CHECAR\")","v":""}]
[null,null,null,null,null,null,null,null,null,null,null,null,null,null,null,null,null,null,null,null,{"$f":"IF(U139=0,\"\",U139/(SUM($U139:$AG139)))","v":1},"","","","","","","","","","","","",{"$f":"SUM(U138:AG138)","v":1},null,null,null,null,null,{"$f":"IF(U138=0,\"\",U138)","v":1},"","","","","","","","","","","","",1]
[17,{"$f":"A139","v":17},{"$f":"A139","v":17},"MAR",null,null,null,{"$f":"C20","v":163.36000000000001},null,{"$f":"J20","v":0},{"$f":"I20","v":9.27507525000002E-2},{"$f":"SUM(H139:K139)","v":163.45275075250001},{"$f":"H20","v":0.36088707000000031},{"$f":"L20","v":0},{"$f":"K20","v":0},{"$f":"SUM(M139:O139)","v":0.36088707000000031},0.36088707000000031,{"$f":"M20","v":0},{"$f":"L139-Q139-R139","v":163.09186368250002},{"$f":"IF(S139<0,0,S139)","v":163.09186368250002},{"$f":"K139+H139","v":163.45275075250001},null,null,null,null,null,null,null,null,null,null,null,{"$f":"J139","v":0},{"$f":"SUM(U139:AG139)","v":163.45275075250001},{"$f":"+Q139","v":0.36088707000000031},{"$f":"(AI139+R139)","v":0.36088707000000031},null,{"$f":"IF(AG139>0,(AI139+R139+AJ139)*AG138,\"\")","v":""},{"$f":"SUM(AI139:AK139)","v":0.72177414000000062},{"$f":"IF(AN138=\"\",\"\",$AM139*AN138)","v":0.72177414000000062},"","","","","","","","","","","","",0.72177414000000062,{"$f":"+U139","v":163.45275075250001},{"$f":"IF(D139=\"MAR\",IF((BB139-AJ139)<0,0,BB139-AJ139),IF(D139=\"C\",IF((BB139-AJ139)<0,0,BB139-AJ139),IF((BB139-AK139)<0,0,BB139-AK139)))","v":163.09186368250002},{"$f":"IF(AG139=0,\"\",IF(AG139-AL139<0,0,AG139-AL139))","v":""},{"$f":"IF(D139=\"MAR\",0,IF(D139=\"C\",0,AJ139))","v":0},{"$f":"IF(T139-BE139<0,0,T139-BE139)","v":163.09186368250002},{"$f":"IF(D139=\"MAR\",IF(AI139+R139+AJ139=0,\"Infinito\",(I139+U139+AG139)/(AI139+R139)),IF(D139=\"C\",IF(AI139+R139+AJ139=0,\"Infinito\",(I139+U139+AG139)/(AI139+R139)),IF(AI139+R139+AJ139=0,\"Infinito\",(I139+U139+AG139)/(AI139+R139+AJ139))))","v":452.91938764251063},{"$f":"IF(BG139<1.4,\"1\", IF(BG139<3,\"2\", IF(BG139<9,\"3\", \"4\")))","v":"4"},{"$f":"IF(BG139<1.4,\"ROJO\", IF(BG139<3,\"AMARILLO\", IF(BG139<9,\"VERDE\", \"AZUL\")))","v":"AZUL"},{"$f":"IF(BG139<1.4,\"Déficit\", IF(BG139<3,\"Equilibrio\", IF(BG139<9,\"Disponibilidad\", \"Abundante\")))","v":"Abundante"},{"$f":"IF(I139+U139+AG139<=0,0,I139+U139+AG139)","v":163.45275075250001},{"$f":"IF(D139=\"MAR\",AI139+R139,IF(D139=\"C\",AI139+R139,AI139+R139+AJ139))","v":0.36088707000000031},{"$f":"BK139/BL139","v":452.91938764251063},{"$f":"IF(BM139-BG139=0,\"\",\"CHECAR\")","v":""}]
[null,null,null,null,null,null,null,null,null,null,null,null,null,null,null,null,null,null,null,null,{"$f":"IF(U141=0,\"\",U141/(SUM($U141:$AG141)))","v":1},"","","","","","","","","","","","",{"$f":"SUM(U140:AG140)","v":1},null,null,null,null,null,{"$f":"IF(U140=0,\"\",U140)","v":1},"","","","","","","","","","","","",1]
[18,{"$f":"A141","v":18},{"$f":"A141","v":18},"MAR",null,null,null,{"$f":"C21","v":450.39800000000002},null,{"$f":"J21","v":0},{"$f":"I21","v":0.34803159750000001},{"$f":"SUM(H141:K141)","v":450.74603159750001},{"$f":"H21","v":0.46404213000000016},{"$f":"L21","v":0},{"$f":"K21","v":0},{"$f":"SUM(M141:O141)","v":0.46404213000000016},0.46404213000000016,{"$f":"M21","v":0},{"$f":"L141-Q141-R141","v":450.28198946750001},{"$f":"IF(S141<0,0,S141)","v":450.28198946750001},{"$f":"K141+H141","v":450.74603159750001},null,null,null,null,null,null,null,null,null,null,null,{"$f":"J141","v":0},{"$f":"SUM(U141:AG141)","v":450.74603159750001},{"$f":"+Q141","v":0.46404213000000016},{"$f":"(AI141+R141)","v":0.46404213000000016},null,{"$f":"IF(AG141>0,(AI141+R141+AJ141)*AG140,\"\")","v":""},{"$f":"SUM(AI141:AK141)","v":0.92808426000000033},{"$f":"IF(AN140=\"\",\"\",$AM141*AN140)","v":0.92808426000000033},"","","","","","","","","","","","",0.92808426000000033,{"$f":"+U141","v":450.74603159750001},{"$f":"IF(D141=\"MAR\",IF((BB141-AJ141)<0,0,BB141-AJ141),IF(D141=\"C\",IF((BB141-AJ141)<0,0,BB141-AJ141),IF((BB141-AK141)<0,0,BB141-AK141)))","v":450.28198946750001},{"$f":"IF(AG141=0,\"\",IF(AG141-AL141<0,0,AG141-AL141))","v":""},{"$f":"IF(D141=\"MAR\",0,IF(D141=\"C\",0,AJ141))","v":0},{"$f":"IF(T141-BE141<0,0,T141-BE141)","v":450.28198946750001},{"$f":"IF(D141=\"MAR\",IF(AI141+R141+AJ141=0,\"Infinito\",(I141+U141+AG141)/(AI141+R141)),IF(D141=\"C\",IF(AI141+R141+AJ141=0,\"Infinito\",(I141+U141+AG141)/(AI141+R141)),IF(AI141+R141+AJ141=0,\"Infinito\",(I141+U141+AG141)/(AI141+R141+AJ141))))","v":971.34721711043744},{"$f":"IF(BG141<1.4,\"1\", IF(BG141<3,\"2\", IF(BG141<9,\"3\", \"4\")))","v":"4"},{"$f":"IF(BG141<1.4,\"ROJO\", IF(BG141<3,\"AMARILLO\", IF(BG141<9,\"VERDE\", \"AZUL\")))","v":"AZUL"},{"$f":"IF(BG141<1.4,\"Déficit\", IF(BG141<3,\"Equilibrio\", IF(BG141<9,\"Disponibilidad\", \"Abundante\")))","v":"Abundante"},{"$f":"IF(I141+U141+AG141<=0,0,I141+U141+AG141)","v":450.74603159750001},{"$f":"IF(D141=\"MAR\",AI141+R141,IF(D141=\"C\",AI141+R141,AI141+R141+AJ141))","v":0.46404213000000016},{"$f":"BK141/BL141","v":971.34721711043744},{"$f":"IF(BM141-BG141=0,\"\",\"CHECAR\")","v":""}]
[null,null,null,null,null,null,null,null,null,null,null,null,null,null,null,null,null,null,null,null,{"$f":"IF(U143=0,\"\",U143/(SUM($U143:$AG143)))","v":1},"","","","","","","","","","","","",{"$f":"SUM(U142:AG142)","v":1},null,null,null,null,null,{"$f":"IF(U142=0,\"\",U142)","v":1},"","","","","","","","","","","","",1]
[19,{"$f":"A143","v":19},{"$f":"A143","v":19},"MAR",null,null,null,{"$f":"C22","v":855.42899999999997},null,{"$f":"J22","v":0},{"$f":"I22","v":83.200011104999803},{"$f":"SUM(H143:K143)","v":938.62901110499979},{"$f":"H22","v":83.394510940000174},{"$f":"L22","v":0},{"$f":"K22","v":0},{"$f":"SUM(M143:O143)","v":83.394510940000174},83.394510940000174,{"$f":"M22","v":0},{"$f":"L143-Q143-R143","v":855.23450016499964},{"$f":"IF(S143<0,0,S143)","v":855.23450016499964},{"$f":"K143+H143","v":938.62901110499979},null,null,null,null,null,null,null,null,null,null,null,{"$f":"J143","v":0},{"$f":"SUM(U143:AG143)","v":938.62901110499979},{"$f":"+Q143","v":83.394510940000174},{"$f":"(AI143+R143)","v":83.394510940000174},null,{"$f":"IF(AG143>0,(AI143+R143+AJ143)*AG142,\"\")","v":""},{"$f":"SUM(AI143:AK143)","v":166.78902188000035},{"$f":"IF(AN142=\"\",\"\",$AM143*AN142)","v":166.78902188000035},"","","","","","","","","","","","",166.78902188000035,{"$f":"+U143","v":938.62901110499979},{"$f":"IF(D143=\"MAR\",IF((BB143-AJ143)<0,0,BB143-AJ143),IF(D143=\"C\",IF((BB143-AJ143)<0,0,BB143-AJ143),IF((BB143-AK143)<0,0,BB143-AK143)))","v":855.23450016499964},{"$f":"IF(AG143=0,\"\",IF(AG143-AL143<0,0,AG143-AL143))","v":""},{"$f":"IF(D143=\"MAR\",0,IF(D143=\"C\",0,AJ143))","v":0},{"$f":"IF(T143-BE143<0,0,T143-BE143)","v":855.23450016499964},{"$f":"IF(D143=\"MAR\",IF(AI143+R143+AJ143=0,\"Infinito\",(I143+U143+AG143)/(AI143+R143)),IF(D143=\"C\",IF(AI143+R143+AJ143=0,\"Infinito\",(I143+U143+AG143)/(AI143+R143)),IF(AI143+R143+AJ143=0,\"Infinito\",(I143+U143+AG143)/(AI143+R143+AJ143))))","v":11.255285276273339},{"$f":"IF(BG143<1.4,\"1\", IF(BG143<3,\"2\", IF(BG143<9,\"3\", \"4\")))","v":"4"},{"$f":"IF(BG143<1.4,\"ROJO\", IF(BG143<3,\"AMARILLO\", IF(BG143<9,\"VERDE\", \"AZUL\")))","v":"AZUL"},{"$f":"IF(BG143<1.4,\"Déficit\", IF(BG143<3,\"Equilibrio\", IF(BG143<9,\"Disponibilidad\", \"Abundante\")))","v":"Abundante"},{"$f":"IF(I143+U143+AG143<=0,0,I143+U143+AG143)","v":938.62901110499979},{"$f":"IF(D143=\"MAR\",AI143+R143,IF(D143=\"C\",AI143+R143,AI143+R143+AJ143))","v":83.394510940000174},{"$f":"BK143/BL143","v":11.255285276273339},{"$f":"IF(BM143-BG143=0,\"\",\"CHECAR\")","v":""}]
[null,null,null,null,null,null,null,null,null,null,null,null,null,null,null,null,null,null,null,null,{"$f":"IF(U145=0,\"\",U145/(SUM($U145:$AG145)))","v":1},"","","","","","","","","","","","",1,null,null,null,null,null,{"$f":"IF(U144=0,\"\",U144)","v":1},"","","","","","","","","","","","",1]
[20,{"$f":"A145","v":20},{"$f":"A145","v":20},"MAR",null,null,null,{"$f":"C23","v":850.029},null,{"$f":"J23","v":0},{"$f":"I23","v":2.2955946250000001},{"$f":"SUM(H145:K145)","v":852.32459462500003},{"$f":"H23","v":10.78177922000001},{"$f":"L23","v":0},{"$f":"K23","v":0},{"$f":"SUM(M145:O145)","v":10.78177922000001},10.78177922000001,{"$f":"M23","v":0},{"$f":"L145-Q145-R145","v":841.54281540500006},{"$f":"IF(S145<0,0,S145)","v":841.54281540500006},{"$f":"K145+H145","v":852.32459462500003},null,null,null,null,null,null,null,null,null,null,null,{"$f":"J145","v":0},852.32459462500003,{"$f":"+Q145","v":10.78177922000001},{"$f":"(AI145+R145)","v":10.78177922000001},null,{"$f":"IF(AG145>0,(AI145+R145+AJ145)*AG144,\"\")","v":""},{"$f":"SUM(AI145:AK145)","v":21.563558440000019},{"$f":"IF(AN144=\"\",\"\",$AM145*AN144)","v":21.563558440000019},"","","","","","","","","","","","",21.563558440000019,{"$f":"+U145","v":852.32459462500003},{"$f":"IF(D145=\"MAR\",IF((BB145-AJ145)<0,0,BB145-AJ145),IF(D145=\"C\",IF((BB145-AJ145)<0,0,BB145-AJ145),IF((BB145-AK145)<0,0,BB145-AK145)))","v":841.54281540500006},{"$f":"IF(AG145=0,\"\",IF(AG145-AL145<0,0,AG145-AL145))","v":""},{"$f":"IF(D145=\"MAR\",0,IF(D145=\"C\",0,AJ145))","v":0},{"$f":"IF(T145-BE145<0,0,T145-BE145)","v":841.54281540500006},{"$f":"IF(D145=\"MAR\",IF(AI145+R145+AJ145=0,\"Infinito\",(I145+U145+AG145)/(AI145+R145)),IF(D145=\"C\",IF(AI145+R145+AJ145=0,\"Infinito\",(I145+U145+AG145)/(AI145+R145)),IF(AI145+R145+AJ145=0,\"Infinito\",(I145+U145+AG145)/(AI145+R145+AJ145))))","v":79.052313837400135},{"$f":"IF(BG145<1.4,\"1\", IF(BG145<3,\"2\", IF(BG145<9,\"3\", \"4\")))","v":"4"},{"$f":"IF(BG145<1.4,\"ROJO\", IF(BG145<3,\"AMARILLO\", IF(BG145<9,\"VERDE\", \"AZUL\")))","v":"AZUL"},{"$f":"IF(BG145<1.4,\"Déficit\", IF(BG145<3,\"Equilibrio\", IF(BG145<9,\"Disponibilidad\", \"Abundante\")))","v":"Abundante"},{"$f":"IF(I145+U145+AG145<=0,0,I145+U145+AG145)","v":852.32459462500003},{"$f":"IF(D145=\"MAR\",AI145+R145,IF(D145=\"C\",AI145+R145,AI145+R145+AJ145))","v":10.78177922000001},{"$f":"BK145/BL145","v":79.052313837400135},{"$f":"IF(BM145-BG145=0,\"\",\"CHECAR\")","v":""}]
[null,null,null,null,null,null,null,null,null,null,null,null,null,null,null,null,null,null,null,null,{"$f":"IF(U147=0,\"\",U147/(SUM($U147:$AG147)))","v":1},"","","","","","","","","","","","",1,null,null,null,null,null,{"$f":"IF(U146=0,\"\",U146)","v":1},"","","","","","","","","","","","",1]
[21,{"$f":"A147","v":21},{"$f":"A147","v":21},"MAR",null,null,null,{"$f":"C24","v":532.76900000000001},null,{"$f":"J24","v":0},{"$f":"I24","v":0.67350790500000002},{"$f":"SUM(H147:K147)","v":533.44250790499996},{"$f":"H24","v":1.0017295400000001},{"$f":"L24","v":0},{"$f":"K24","v":0},{"$f":"SUM(M147:O147)","v":1.0017295400000001},1.0017295400000001,{"$f":"M24","v":0},{"$f":"L147-Q147-R147","v":532.44077836499991},{"$f":"IF(S147<0,0,S147)","v":532.44077836499991},{"$f":"K147+H147","v":533.44250790499996},null,null,null,null,null,null,null,null,null,null,null,{"$f":"J147","v":0},533.44250790499996,{"$f":"+Q147","v":1.0017295400000001},{"$f":"(AI147+R147)","v":1.0017295400000001},null,{"$f":"IF(AG147>0,(AI147+R147+AJ147)*AG146,\"\")","v":""},{"$f":"SUM(AI147:AK147)","v":2.0034590800000003},{"$f":"IF(AN146=\"\",\"\",$AM147*AN146)","v":2.0034590800000003},"","","","","","","","","","","","",2.0034590800000003,{"$f":"+U147","v":533.44250790499996},{"$f":"IF(D147=\"MAR\",IF((BB147-AJ147)<0,0,BB147-AJ147),IF(D147=\"C\",IF((BB147-AJ147)<0,0,BB147-AJ147),IF((BB147-AK147)<0,0,BB147-AK147)))","v":532.44077836499991},{"$f":"IF(AG147=0,\"\",IF(AG147-AL147<0,0,AG147-AL147))","v":""},{"$f":"IF(D147=\"MAR\",0,IF(D147=\"C\",0,AJ147))","v":0},{"$f":"IF(T147-BE147<0,0,T147-BE147)","v":532.44077836499991},{"$f":"IF(D147=\"MAR\",IF(AI147+R147+AJ147=0,\"Infinito\",(I147+U147+AG147)/(AI147+R147)),IF(D147=\"C\",IF(AI147+R147+AJ147=0,\"Infinito\",(I147+U147+AG147)/(AI147+R147)),IF(AI147+R147+AJ147=0,\"Infinito\",(I147+U147+AG147)/(AI147+R147+AJ147))))","v":532.52149068599886},{"$f":"IF(BG147<1.4,\"1\", IF(BG147<3,\"2\", IF(BG147<9,\"3\", \"4\")))","v":"4"},{"$f":"IF(BG147<1.4,\"ROJO\", IF(BG147<3,\"AMARILLO\", IF(BG147<9,\"VERDE\", \"AZUL\")))","v":"AZUL"},{"$f":"IF(BG147<1.4,\"Déficit\", IF(BG147<3,\"Equilibrio\", IF(BG147<9,\"Disponibilidad\", \"Abundante\")))","v":"Abundante"},{"$f":"IF(I147+U147+AG147<=0,0,I147+U147+AG147)","v":533.44250790499996},{"$f":"IF(D147=\"MAR\",AI147+R147,IF(D147=\"C\",AI147+R147,AI147+R147+AJ147))","v":1.0017295400000001},{"$f":"BK147/BL147","v":532.52149068599886},{"$f":"IF(BM147-BG147=0,\"\",\"CHECAR\")","v":""}]
[null,null,null,null,null,null,null,null,null,null,null,null,null,null,null,null,null,null,null,null,{"$f":"IF(U149=0,\"\",U149/(SUM($U149:$AG149)))","v":1},"","","","","","","","","","","","",1,null,null,null,null,null,{"$f":"IF(U148=0,\"\",U148)","v":1},"","","","","","","","","","","","",1]
[22,{"$f":"A149","v":22},{"$f":"A149","v":22},"MAR",null,null,null,{"$f":"C25","v":1025.268},null,{"$f":"J25","v":0},{"$f":"I25","v":6.1038790799999898},{"$f":"SUM(H149:K149)","v":1031.3718790800001},{"$f":"H25","v":25.16787336000003},{"$f":"L25","v":0},{"$f":"K25","v":0},{"$f":"SUM(M149:O149)","v":25.16787336000003},25.16787336000003,{"$f":"M25","v":0},{"$f":"L149-Q149-R149","v":1006.2040057200001},{"$f":"IF(S149<0,0,S149)","v":1006.2040057200001},{"$f":"K149+H149","v":1031.3718790800001},null,null,null,null,null,null,null,null,null,null,null,{"$f":"J149","v":0},1031.3718790800001,{"$f":"+Q149","v":25.16787336000003},{"$f":"(AI149+R149)","v":25.16787336000003},null,{"$f":"IF(AG149>0,(AI149+R149+AJ149)*AG148,\"\")","v":""},{"$f":"SUM(AI149:AK149)","v":50.33574672000006},{"$f":"IF(AN148=\"\",\"\",$AM149*AN148)","v":50.33574672000006},"","","","","","","","","","","","",50.33574672000006,{"$f":"+U149","v":1031.3718790800001},{"$f":"IF(D149=\"MAR\",IF((BB149-AJ149)<0,0,BB149-AJ149),IF(D149=\"C\",IF((BB149-AJ149)<0,0,BB149-AJ149),IF((BB149-AK149)<0,0,BB149-AK149)))","v":1006.2040057200001},{"$f":"IF(AG149=0,\"\",IF(AG149-AL149<0,0,AG149-AL149))","v":""},{"$f":"IF(D149=\"MAR\",0,IF(D149=\"C\",0,AJ149))","v":0},{"$f":"IF(T149-BE149<0,0,T149-BE149)","v":1006.2040057200001},{"$f":"IF(D149=\"MAR\",IF(AI149+R149+AJ149=0,\"Infinito\",(I149+U149+AG149)/(AI149+R149)),IF(D149=\"C\",IF(AI149+R149+AJ149=0,\"Infinito\",(I149+U149+AG149)/(AI149+R149)),IF(AI149+R149+AJ149=0,\"Infinito\",(I149+U149+AG149)/(AI149+R149+AJ149))))","v":40.979699171531387},{"$f":"IF(BG149<1.4,\"1\", IF(BG149<3,\"2\", IF(BG149<9,\"3\", \"4\")))","v":"4"},{"$f":"IF(BG149<1.4,\"ROJO\", IF(BG149<3,\"AMARILLO\", IF(BG149<9,\"VERDE\", \"AZUL\")))","v":"AZUL"},{"$f":"IF(BG149<1.4,\"Déficit\", IF(BG149<3,\"Equilibrio\", IF(BG149<9,\"Disponibilidad\", \"Abundante\")))","v":"Abundante"},{"$f":"IF(I149+U149+AG149<=0,0,I149+U149+AG149)","v":1031.3718790800001},{"$f":"IF(D149=\"MAR\",AI149+R149,IF(D149=\"C\",AI149+R149,AI149+R149+AJ149))","v":25.16787336000003},{"$f":"BK149/BL149","v":40.979699171531387},{"$f":"IF(BM149-BG149=0,\"\",\"CHECAR\")","v":""}]
[null,null,null,null,null,null,null,null,null,null,null,null,null,null,null,null,null,null,null,null,{"$f":"IF(U151=0,\"\",U151/(SUM($U151:$AG151)))","v":1},"","","","","","","","","","","","",1,null,null,null,null,null,{"$f":"IF(U150=0,\"\",U150)","v":1},"","","","","","","","","","","","",1]
[23,{"$f":"A151","v":23},{"$f":"A151","v":23},"MAR",null,null,null,{"$f":"C26","v":738.23},null,{"$f":"J26","v":0},{"$f":"I26","v":169.1941915985},{"$f":"SUM(H151:K151)","v":907.42419159849999},{"$f":"H26","v":178.99065487000041},{"$f":"L26","v":0},{"$f":"K26","v":0},{"$f":"SUM(M151:O151)","v":178.99065487000041},178.99065487000041,{"$f":"M26","v":0},{"$f":"L151-Q151-R151","v":728.43353672849958},{"$f":"IF(S151<0,0,S151)","v":728.43353672849958},{"$f":"K151+H151","v":907.42419159849999},null,null,null,null,null,null,null,null,null,null,null,{"$f":"J151","v":0},907.42419159849999,{"$f":"+Q151","v":178.99065487000041},{"$f":"(AI151+R151)","v":178.99065487000041},null,{"$f":"IF(AG151>0,(AI151+R151+AJ151)*AG150,\"\")","v":""},{"$f":"SUM(AI151:AK151)","v":357.98130974000082},{"$f":"IF(AN150=\"\",\"\",$AM151*AN150)","v":357.98130974000082},"","","","","","","","","","","","",357.98130974000082,{"$f":"+U151","v":907.42419159849999},{"$f":"IF(D151=\"MAR\",IF((BB151-AJ151)<0,0,BB151-AJ151),IF(D151=\"C\",IF((BB151-AJ151)<0,0,BB151-AJ151),IF((BB151-AK151)<0,0,BB151-AK151)))","v":728.43353672849958},{"$f":"IF(AG151=0,\"\",IF(AG151-AL151<0,0,AG151-AL151))","v":""},{"$f":"IF(D151=\"MAR\",0,IF(D151=\"C\",0,AJ151))","v":0},{"$f":"IF(T151-BE151<0,0,T151-BE151)","v":728.43353672849958},{"$f":"IF(D151=\"MAR\",IF(AI151+R151+AJ151=0,\"Infinito\",(I151+U151+AG151)/(AI151+R151)),IF(D151=\"C\",IF(AI151+R151+AJ151=0,\"Infinito\",(I151+U151+AG151)/(AI151+R151)),IF(AI151+R151+AJ151=0,\"Infinito\",(I151+U151+AG151)/(AI151+R151+AJ151))))","v":5.069673566240402},{"$f":"IF(BG151<1.4,\"1\", IF(BG151<3,\"2\", IF(BG151<9,\"3\", \"4\")))","v":"3"},{"$f":"IF(BG151<1.4,\"ROJO\", IF(BG151<3,\"AMARILLO\", IF(BG151<9,\"VERDE\", \"AZUL\")))","v":"VERDE"},{"$f":"IF(BG151<1.4,\"Déficit\", IF(BG151<3,\"Equilibrio\", IF(BG151<9,\"Disponibilidad\", \"Abundante\")))","v":"Disponibilidad"},{"$f":"IF(I151+U151+AG151<=0,0,I151+U151+AG151)","v":907.42419159849999},{"$f":"IF(D151=\"MAR\",AI151+R151,IF(D151=\"C\",AI151+R151,AI151+R151+AJ151))","v":178.99065487000041},{"$f":"BK151/BL151","v":5.069673566240402},{"$f":"IF(BM151-BG151=0,\"\",\"CHECAR\")","v":""}]
[null,null,null,null,null,null,null,null,null,null,null,null,null,null,null,null,null,null,null,null,{"$f":"IF(U153=0,\"\",U153/(SUM($U153:$AG153)))","v":1},"","","","","","","","","","","","",1,null,null,null,null,null,{"$f":"IF(U152=0,\"\",U152)","v":1},"","","","","","","","","","","","",1]
[24,{"$f":"A153","v":24},{"$f":"A153","v":24},"MAR",null,null,null,{"$f":"C27","v":1558.2159999999999},null,{"$f":"J27","v":0},{"$f":"I27","v":5.7424779130000001},{"$f":"SUM(H153:K153)","v":1563.9584779129998},{"$f":"H27","v":22.253988519999986},{"$f":"L27","v":0},{"$f":"K27","v":0},{"$f":"SUM(M153:O153)","v":22.253988519999986},22.253988519999986,{"$f":"M27","v":0},{"$f":"L153-Q153-R153","v":1541.7044893929999},{"$f":"IF(S153<0,0,S153)","v":1541.7044893929999},{"$f":"K153+H153","v":1563.9584779129998},null,null,null,null,null,null,null,null,null,null,null,{"$f":"J153","v":0},1563.9584779129998,{"$f":"+Q153","v":22.253988519999986},{"$f":"(AI153+R153)","v":22.253988519999986},null,{"$f":"IF(AG153>0,(AI153+R153+AJ153)*AG152,\"\")","v":""},{"$f":"SUM(AI153:AK153)","v":44.507977039999972},{"$f":"IF(AN152=\"\",\"\",$AM153*AN152)","v":44.507977039999972},"","","","","","","","","","","","",44.507977039999972,{"$f":"+U153","v":1563.9584779129998},{"$f":"IF(D153=\"MAR\",IF((BB153-AJ153)<0,0,BB153-AJ153),IF(D153=\"C\",IF((BB153-AJ153)<0,0,BB153-AJ153),IF((BB153-AK153)<0,0,BB153-AK153)))","v":1541.7044893929999},{"$f":"IF(AG153=0,\"\",IF(AG153-AL153<0,0,AG153-AL153))","v":""},{"$f":"IF(D153=\"MAR\",0,IF(D153=\"C\",0,AJ153))","v":0},{"$f":"IF(T153-BE153<0,0,T153-BE153)","v":1541.7044893929999},{"$f":"IF(D153=\"MAR\",IF(AI153+R153+AJ153=0,\"Infinito\",(I153+U153+AG153)/(AI153+R153)),IF(D153=\"C\",IF(AI153+R153+AJ153=0,\"Infinito\",(I153+U153+AG153)/(AI153+R153)),IF(AI153+R153+AJ153=0,\"Infinito\",(I153+U153+AG153)/(AI153+R153+AJ153))))","v":70.277670742368159},{"$f":"IF(BG153<1.4,\"1\", IF(BG153<3,\"2\", IF(BG153<9,\"3\", \"4\")))","v":"4"},{"$f":"IF(BG153<1.4,\"ROJO\", IF(BG153<3,\"AMARILLO\", IF(BG153<9,\"VERDE\", \"AZUL\")))","v":"AZUL"},{"$f":"IF(BG153<1.4,\"Déficit\", IF(BG153<3,\"Equilibrio\", IF(BG153<9,\"Disponibilidad\", \"Abundante\")))","v":"Abundante"},{"$f":"IF(I153+U153+AG153<=0,0,I153+U153+AG153)","v":1563.9584779129998},{"$f":"IF(D153=\"MAR\",AI153+R153,IF(D153=\"C\",AI153+R153,AI153+R153+AJ153))","v":22.253988519999986},{"$f":"BK153/BL153","v":70.277670742368159},{"$f":"IF(BM153-BG153=0,\"\",\"CHECAR\")","v":""}]
[null,null,null,null,null,null,null,null,null,null,null,null,null,null,null,null,null,null,null,null,{"$f":"IF(U155=0,\"\",U155/(SUM($U155:$AG155)))","v":1},"","","","","","","","","","","","",1,null,null,null,null,null,{"$f":"IF(U154=0,\"\",U154)","v":1},"","","","","","","","","","","","",1]
[25,{"$f":"A155","v":25},{"$f":"A155","v":25},"MAR",null,null,null,{"$f":"C28","v":1099.4929999999999},null,{"$f":"J28","v":0},{"$f":"I28","v":6.4569666809999902},{"$f":"SUM(H155:K155)","v":1105.949966681},{"$f":"H28","v":16.485648849999997},{"$f":"L28","v":0},{"$f":"K28","v":0},{"$f":"SUM(M155:O155)","v":16.485648849999997},16.485648849999997,{"$f":"M28","v":0},{"$f":"L155-Q155-R155","v":1089.464317831},{"$f":"IF(S155<0,0,S155)","v":1089.464317831},{"$f":"K155+H155","v":1105.949966681},null,null,null,null,null,null,null,null,null,null,null,{"$f":"J155","v":0},1105.949966681,{"$f":"+Q155","v":16.485648849999997},{"$f":"(AI155+R155)","v":16.485648849999997},null,{"$f":"IF(AG155>0,(AI155+R155+AJ155)*AG154,\"\")","v":""},{"$f":"SUM(AI155:AK155)","v":32.971297699999994},{"$f":"IF(AN154=\"\",\"\",$AM155*AN154)","v":32.971297699999994},"","","","","","","","","","","","",32.971297699999994,{"$f":"+U155","v":1105.949966681},{"$f":"IF(D155=\"MAR\",IF((BB155-AJ155)<0,0,BB155-AJ155),IF(D155=\"C\",IF((BB155-AJ155)<0,0,BB155-AJ155),IF((BB155-AK155)<0,0,BB155-AK155)))","v":1089.464317831},{"$f":"IF(AG155=0,\"\",IF(AG155-AL155<0,0,AG155-AL155))","v":""},{"$f":"IF(D155=\"MAR\",0,IF(D155=\"C\",0,AJ155))","v":0},{"$f":"IF(T155-BE155<0,0,T155-BE155)","v":1089.464317831},{"$f":"IF(D155=\"MAR\",IF(AI155+R155+AJ155=0,\"Infinito\",(I155+U155+AG155)/(AI155+R155)),IF(D155=\"C\",IF(AI155+R155+AJ155=0,\"Infinito\",(I155+U155+AG155)/(AI155+R155)),IF(AI155+R155+AJ155=0,\"Infinito\",(I155+U155+AG155)/(AI155+R155+AJ155))))","v":67.08561954363114},{"$f":"IF(BG155<1.4,\"1\", IF(BG155<3,\"2\", IF(BG155<9,\"3\", \"4\")))","v":"4"},{"$f":"IF(BG155<1.4,\"ROJO\", IF(BG155<3,\"AMARILLO\", IF(BG155<9,\"VERDE\", \"AZUL\")))","v":"AZUL"},{"$f":"IF(BG155<1.4,\"Déficit\", IF(BG155<3,\"Equilibrio\", IF(BG155<9,\"Disponibilidad\", \"Abundante\")))","v":"Abundante"},{"$f":"IF(I155+U155+AG155<=0,0,I155+U155+AG155)","v":1105.949966681},{"$f":"IF(D155=\"MAR\",AI155+R155,IF(D155=\"C\",AI155+R155,AI155+R155+AJ155))","v":16.485648849999997},{"$f":"BK155/BL155","v":67.08561954363114},{"$f":"IF(BM155-BG155=0,\"\",\"CHECAR\")","v":""}]
[null,null,null,null,null,null,null,null,null,null,null,null,null,null,null,null,null,null,null,null,null,null,null,null,null,null,null,null,null,null,null,null,null,null,null,null,null,null,null,null,null,null,null,null,null,null,null,null,null,null,null,"Comprobación  "]
[null,null,null,null,null,null,null,null,null,null,null,null,null,null,null,null,null,null,null,null,null,null,null,null,null,null,null,null,null,null,null,null,null,null,null,null,null,null,null,null,null,null,null,null,null,null,null,null,null,null,null,null,null," RH","SDxx   ",null,"Ab   "]
[null,null,null,null,null,null,null,null,null,null,null,null,null,null,null,null,null,null,null,null,null,null,null,null,null,null,null,null,null,null,null,null,null,null,null,null,null,null,null,null,null,null,null,null,null,null,null,null,null,null,null,null,null,3,{"$f":"BC103+BC107","v":679.95910317049993},"Mm3",{"$f":"T107","v":679.95910317049993},"Mm3"]
[null,null,null,null,null,null,null,null,null,null,null,null,null,null,null,null,null,null,null,null,null,null,null,null,null,null,null,null,null,null,null,null,null,null,null,null,null,null,null,null,null,null,null,null,null,null,null,null,null,null,null,null,null,4,{"$f":"BC105+BC109","v":1366.7055077235002},"Mm3",{"$f":"T109","v":1366.7055077235},"Mm3"]

{"sheet":"RH-24","index":23,"n_rows":122,"n_cols":19,"rows_kept":122,"cut":false,"hidden":false,"merged":[[1,1,1,13],[2,1,2,13],[3,1,3,13],[29,15,37,15],[108,0,108,7],[108,8,108,14],[10,13,27,13],[10,14,27,14],[10,15,27,15],[29,13,37,13],[29,14,37,14],[4,0,4,15]]}
[]
[null,"GERENCIA DE AGUAS SUPERFICIALES E INGENIERÍA DE RÍOS"]
[null,"REGION HIDROLOGICA No 24"]
[null,"BRAVO - CONCHOS"]
[]
[]
["Cuenca","Nombre","Cp","Ar","Uc (a)","Uc (b)","Uc (c)","Uc","R","Im","Ex","Ev ","Ab","Rxy","Ab - Rxy","D",null,null,"ECUACIONES"]
[1,"Bravo 1",70.641923728813595,0,60.596625000000003,64.853999999999999,0,{"$f":"E8+F8+G8","v":125.450625},99.386059811263493,78.300280542372874,0,0,{"$f":"C8+D8+I8+J8-H8-L8-K8","v":122.87763908244995},{"$f":"A111","v":140.00174710340514},{"$f":"M8-N8","v":-17.124108020955191},{"$f":"O8","v":-17.124108020955191}]
[2,"Bravo 2",20.571933933809898,{"$f":"M8","v":122.87763908244995},1.2457439000000001,0,0,{"$f":"E9+F9+G9","v":1.2457439000000001},0,0,0,0,{"$f":"C9+D9+I9+J9-H9-L9-K9","v":142.20382911625984},{"$f":"A112","v":162.19482179998218},{"$f":"M9-N9","v":-19.99099268372234},{"$f":"O9","v":-19.99099268372234}]
[null,"Subtotal",{"$f":"SUM(C8:C9)","v":91.213857662623496},0,{"$f":"SUM(E8:E9)","v":61.842368900000004},{"$f":"SUM(F8:F9)","v":64.853999999999999},{"$f":"SUM(G8:G9)","v":0},126.69636890000001,{"$f":"SUM(I8:I9)","v":99.386059811263493},{"$f":"SUM(J8:J9)","v":78.300280542372874},{"$f":"SUM(K8:K9)","v":0},{"$f":"SUM(L8:L9)","v":0},{"$f":"C10+D10+I10+J10-H10-L10-K10","v":142.20382911625987},null,null,null,null,null,"Ab = Cp + Ar + R + Im - (Uc(a) + Uc(b) + Uc(c) + Ev + Ex )"]
[3,"Río Florido 1",129.30000000000001,0,1.3491072500000001,0,0,1.3491072500000001,0,0,0,18.665061399615301,{"$f":"C11+D11+I11+J11-H11-L11","v":109.28583135038471},{"$f":"K39*3","v":1295.163},{"$f":"M29-N11","v":-265.96353470052077},{"$f":"O11","v":-265.96353470052077},null,true,"D = Ab - Rxy"]
[4,"Río Florido 2",54.017143517397002,{"$f":"M11","v":109.28583135038471},19.180782000000001,0,0,19.180782000000001,0,0,0,0,{"$f":"C12+D12+I12+J12-H12-L12","v":144.12219286778171},null,null,null,null,true]
[5,"Río Florido 3",18.551357153962801,{"$f":"M12","v":144.12219286778171},162.96296879999997,0,0,162.96296879999997,0,0,0,3.6357325828157099,{"$f":"C13+D13+I13+J13-H13-L13","v":-3.9251513610711624},null,null,null,null,true,"SIMBOLOGIA"]
[6,"Río Parral",56.517489412851397,0,12.313119,0,0,12.313119,8.7209214382263802,0,0,0,{"$f":"C14+D14+I14+J14-H14-L14","v":52.925291851077773},null,null,null,null,true]
[7,"Río Balleza",78.015521787060095,0,0.25921024999999998,0,0,0.25921024999999998,0,0,0,0,77.7563115370601,null,null,null,null,true,"Cp.- Volumen medio anual de escurrimiento natural "]
[8,"Río Conchos 1",1044.5387969803901,{"$f":"M15","v":77.7563115370601},772.10244807000004,0.48,0,772.58244807000005,0,0,0,193.54301973073299,156.16964071671717,null,null,null,null,true,"Ar.- Volumen medio anual de escurrimiento desde la cuenca aguas arriba"]
[9,"Río San Pedro",372.33062265054798,0,268.5909638,0.34134921999999995,0,268.93231301999998,0,0,0,44.248011146920199,{"$f":"C17+D17+I17+J17-H17-L17","v":59.1502984836278},null,null,null,null,true,"Uc (a).- Volumen anual de extracción de agua superficial mediante títulos inscritos actualmente en el REPDA"]
[10,"Río Conchos 2",409.14529268767598,{"$f":"M17+M16+M14","v":268.24523105142276},2003.8135865672402,2.9239999999999999,0,2006.7375865672402,1717.7753093713652,0,0,0,{"$f":"C18+D18+I18+J18-H18-L18","v":388.42824654322385},null,null,null,null,true,"Uc (b).- Volumen anual de extracción de agua superficial de títulos en proceso de inscripción en el REPDA"]
[11,"Río Chuviscar",6.7797642022573603,0,0.101954,0,0,0.101954,0,0,0,2.6169541329268502,4.0608560693305105,null,null,null,null,true,"Uc (c).- Volumen anual correspondiente a las reservas y las zonas reglamentadas"]
[12,"Río Conchos 3",72.1936542610988,{"$f":"M19+M18","v":392.48910261255435},239.89530331000012,0,0,{"$f":"E20+F20+G20","v":239.89530331000012},62.756254409330332,0,0,51.320033736734104,236.22367423624928,null,null,null,null,true,"R.- Volumen anual de retornos"]
[13,"Río Conchos 4",104.216021287947,{"$f":"M20","v":236.22367423624928},109.42075515020291,0,0,109.42075515020291,189,0,0,0,{"$f":"C21+D21+I21+J21-H21-L21","v":420.01894037399336},null,null,null,null,true,"Im.- Volumen anual de importaciones"]
[14,"Arroyo de las Vacas",17.277000000000001,0,9.7669999999999996E-3,0,0,9.7669999999999996E-3,0,0,0,0,17.267233000000001,null,null,null,null,true,"Ex.- Volumen anual de exportaciones"]
[15,"Río San Diego",206.81191148443699,0,47.025284999999997,0,0,47.025284999999997,0,0,0,3.98689943008565,155.79972705435134,null,null,null,null,true,"Ev.- Volumen medio anual de evaporación en embalses"]
[16,"Río San Rodrigo",120.152268521894,0,1.8852390000000001,0,0,1.8852390000000001,0,0,0,4.5043780411306402,113.76265148076337,null,null,null,null,true,"Ab.- Volumen medio anual de escurrimiento de la cuenca hacia aguas abajo "]
[17,"Río Escondido",61.325365378191002,0,0.89146500000000006,0,0,0.89146500000000006,0,0,0,0,60.433900378191005,null,null,null,null,true,"Rxy.- Volumen anual actual comprometido aguas abajo y volumenes decretados para reservas medio ambiente"]
[18,"Río Sabinas",378.783871025243,0,30.088550000000001,0,0,30.088550000000001,0,0,0,0,348.695321025243,null,null,null,null,true,"D.- Disponibilidad media anual de agua superficial en la cuenca hidrológica "]
[19,"Río Nadadores",113.945205763498,0,63.403554419999999,0,0,63.403554419999999,0,0,0,0,50.541651343497996,null,null,null,null,true]
[20,"Río Salado",333.38502913971098,{"$f":"M27+M26","v":399.23697236874102},322.50877892,0,0,322.50877892,9.0551650000000006,0,0,157.25137457627099,{"$f":"C28+D28+I28+J28-H28-L28","v":261.91701301218109},null,null,null,null,true]
[null,"Subtotal",{"$f":"SUM(C11:C28)","v":3577.2863152541627},0,{"$f":"SUM(E11:E28)","v":4055.8028375374438},3.7453492199999996,0,4059.548186757444,1987.3076502189219,0,0,479.7714647772325,{"$f":"IF(C29+D29+I29+J29-H29-L29-K29<0,0,C29+D29+I29+J29-H29-L29-K29)-(C13+D13+I13+J13-H13-L13-K13)","v":1029.1994652994792}]
[21,"Río Bravo 3",26.766960179065698,{"$f":"M9+M21","v":562.2227694902532},18.814102750000004,0,0,{"$f":"E30+F30+G30","v":18.814102750000004},1.8486016167272701,0,0,0,{"$f":"IF(C30+D30+I30+J30-H30-L30-K30<0,0,C30+D30+I30+J30-H30-L30-K30)","v":572.02422853604617},{"$f":"A114","v":1413.0541952000001},{"$f":"M39-N30","v":-571.49494077965278},{"$f":"O30","v":-571.49494077965278},null,true]
[22,"Río Bravo 4",193.898654065535,{"$f":"M30","v":572.02422853604617},2.0069830999999998,0,0,{"$f":"E31+F31+G31","v":2.0069830999999998},0,0,0,0,763.91589950158118,null,null,null,null,true]
[23,"Río Bravo 5",205.406432300397,{"$f":"M31","v":763.91589950158118},677.23199999999997,0,0,{"$f":"E32+F32+G32","v":677.23199999999997},0,0,0,160.102575,131.98775680197821,null,null,null,null,true]
[24,"Río Bravo 6",12.1041854351623,{"$f":"M32","v":131.98775680197821},3.73,0,0,3.73,677.23199999999997,0,0,0,817.59394223714048,null,null,null,null,true]
[25,"Río Bravo 7",37.428671704310197,{"$f":"M23+M22+M33","v":990.66090229149177},20.277971999999998,0,0,20.277971999999998,0,0,0,0,1007.8116019958019,null,null,null,null,true]
[26,"Río Bravo 8",8.9055550970131598,{"$f":"M24+M34","v":1121.5742534765652},20.539701000000001,0,0,20.539701000000001,0,0,0,0,1109.9401075735784,null,null,null,null,true]
[27,"Río Bravo 9",14.7370299577361,{"$f":"M35+M25","v":1170.3740079517695},54.569405000000003,0,0,54.569405000000003,0,0,0,0,1130.5416329095056,null,null,null,null,true]
[28,"Río Bravo 10",85.998571337137406,{"$f":"M36","v":1130.5416329095056},75.281279999999995,0,0,75.281279999999995,0,0,0,0,1141.2589242466431,null,null,null,null,true]
[29,"Río Bravo 11",37.126650945307503,{"$f":"M28+M37","v":1403.1759372588242},1627.93255,0.3,0,{"$f":"E38+F38+G38","v":1628.2325499999999},1624.259,0,0,163.04878378378399,1273.280254420348,null,null,null,null,true]
[null,"Subtotal",{"$f":"SUM(C30:C38)","v":622.37271102166437},{"$f":"M29+M10","v":1171.4032944157391},3263.2703938499999,{"$f":"SUM(F30:F38)","v":0.3},{"$f":"SUM(G30:G38)","v":0},{"$f":"SUM(H30:H38)","v":2500.6839938499998},{"$f":"SUM(I30:I38)","v":2303.3396016167271},{"$f":"SUM(J30:J38)","v":0},{"$f":"431.721+SUM(K30:K38)","v":431.721},{"$f":"SUM(L30:L38)","v":323.15135878378396},{"$f":"IF(C39+D39+I39+J39-H39-L39-K39<0,0,C39+D39+I39+J39-H39-L39-K39)","v":841.55925442034732}]
[30,"Río Álamo",109.998559322034,0,9.0969930000000012,0,0,{"$f":"E40+F40+G40","v":9.0969930000000012},0,0,37,33.108166666666698,30.793399655367296,{"$f":"A115","v":41.461343239062032},{"$f":"M40-N40","v":-10.667943583694736},{"$f":"O40","v":-10.667943583694736},null,true]
[31,"Río Salinas",33.997342458444798,0,27.166948000000001,0.12,0,{"$f":"E41+F41+G41","v":27.286948000000002},0,0,0,0,6.7103944584447959,7.5287654432181679,-0.818370984773372,{"$f":"O41","v":-0.818370984773372},null,true]
[32,"Río Pesquería",103.51991823516499,{"$f":"M41","v":6.7103944584447959},153.45718696999998,0,0,{"$f":"E42+F42+G42","v":153.45718696999998},0,99.861834424937328,0,0,56.634960148547151,82.256899126245472,-25.621938977698321,{"$f":"O42","v":-25.621938977698321},null,true]
[33,"Río San Juan 1",774.679922560009,0,600.71165458999985,0,0,600.71165458999985,99.861834424937328,{"$f":"139193000/1000000","v":139.19300000000001},104.1900483003396,127.179325283222,181.65372881138489,263.83478345446935,-82.181054643084451,{"$f":"O43","v":-82.181054643084451},null,true]
[34,"Río San Juan 2",25.8932991125968,{"$f":"M42+M43","v":238.28868895993205},24.137816000000001,0,0,24.137816000000001,0,4.328213875402299,0,0,244.37238594793115,365.84774306223875,{"$f":"M44-N44","v":-121.4753571143076},{"$f":"O44","v":-121.4753571143076},null,true]
[35,"Río San Juan 3",221.820127050553,{"$f":"M44","v":244.37238594793115},552.66056856243597,0,0,552.66056856243597,0,37,0,200.66450330364799,0,{"$f":"A120","v":0},0,{"$f":"C45+D45+I45+J45-H45-L45-K45","v":-250.13255886759978},null,true]
[36,"Río Bravo 12",105.597546417671,{"$f":"M39+M40","v":872.35265407571455},1316.7474000000002,0,0,1316.7474000000002,0,0,0,0,0,0,0,{"$f":"C46+D46+I46+J46-H46-L46-K46","v":-338.79719950661467},null,true]
[37,"Río Bravo 13",23.8684234792529,{"$f":"IF(M46<0,0,M46)","v":0},96.306795199999996,0,0,96.306795199999996,55.034971920000004,0,0,0,0,0,0,{"$f":"C47+D47+I47+J47-H47-L47-K47","v":-17.403399800747096},null,true]
[null,"Totales",{"$f":"SUM(C8:C9,C11:C28,C30:C38,C40:C47)","v":5690.2480225741774},null,{"$f":"SUM(E8:E9,E11:E28,E30:E38,E40:E47)","v":9398.3145626098794},69.019349220000009,0,9467.3339118298809,4544.9301179918502,358.68332884271251,141.19004830033958,1163.874818814553,null,{"$f":"SUM(N8:N47)","v":3771.3432984286214},{"$f":"SUM(O8:O47)","v":-1115.3382414884095},{"$f":"P47","v":-17.403399800747096}]
["* Valores  en millones de metros cúbicos                                                                             "]
[]
[]
[]
[]
[]
[]
[]
[]
[]
[]
[]
[]
[]
[]
[]
[]
[]
[]
[]
[]
[]
[]
[]
[]
[]
[]
[]
[]
[]
[]
[]
[]
[]
[]
[]
[]
[]
[]
[]
[]
[]
[]
[]
[]
[]
[]
[]
[]
[]
[]
[]
[]
[]
[]
[]
[]
[]
[]
[]
["DEMANDA",null,null,null,null,null,null,null,"OFERTA"]
["Rxy","Extr","Exp","Evap",null,null,null,"Total","Cp","R","Imp","Ar1","Ar2","Ar3","TOTAL"]
[{"$f":"+H112*(L112/O112)","v":140.00174710340514},{"$f":"H8","v":125.450625},{"$f":"K8","v":0},{"$f":"L8","v":0},null,null,null,{"$f":"SUM(A111:D111)","v":265.45237210340514},{"$f":"C8","v":70.641923728813595},{"$f":"I8","v":99.386059811263493},{"$f":"J8","v":78.300280542372874},null,null,null,{"$f":"SUM(I111:N111)","v":248.32826408244995}]
[{"$f":"+H114*(L114/O114)","v":162.19482179998218},{"$f":"H9","v":1.2457439000000001},{"$f":"K9","v":0},{"$f":"L9","v":0},null,null,null,{"$f":"SUM(A112:D112)","v":163.44056569998219},{"$f":"C9","v":20.571933933809898},{"$f":"I9","v":0},{"$f":"J9","v":0},{"$f":"M8","v":122.87763908244995},null,null,{"$f":"SUM(I112:N112)","v":143.44957301625985}]
[{"$f":"K39*3","v":1295.163},{"$f":"$H$29+(C13+D13+I13+J13-H13-L13-K13)","v":4055.6230353963729},{"$f":"K29","v":0},{"$f":"L29","v":479.7714647772325},null,null,null,5830.5575001736061,{"$f":"SUM(C11:C28)","v":3577.2863152541627},{"$f":"SUM(I11:I28)","v":1987.3076502189219},{"$f":"SUM(J11:J28)","v":0},null,null,null,5564.5939654730846]
[{"$f":"H46+H47","v":1413.0541952000001},{"$f":"H39","v":2500.6839938499998},{"$f":"K39","v":431.721},{"$f":"L39","v":323.15135878378396},null,null,null,{"$f":"SUM(A114:D114)","v":4668.6105478337831},{"$f":"C39","v":622.37271102166437},{"$f":"I39","v":2303.3396016167271},{"$f":"J39","v":0},{"$f":"M9","v":142.20382911625984},{"$f":"M29+M13","v":1025.2743139384081},null,4093.1904556930594]
[{"$f":"+H121*(M121/O121)","v":41.461343239062032},{"$f":"H40","v":9.0969930000000012},{"$f":"K40","v":37},{"$f":"L40","v":33.108166666666698},null,null,null,120.66650290572872,109.998559322034,{"$f":"I40","v":0},{"$f":"J40","v":0},null,null,null,109.998559322034]
[{"$f":"+H117*(L117/O117)","v":7.5287654432181679},{"$f":"H41","v":27.286948000000002},{"$f":"K41","v":0},{"$f":"L41","v":0},null,null,null,34.815713443218172,33.997342458444798,{"$f":"I41","v":0},0,null,null,null,33.997342458444798]
[{"$f":"+H119*(L119/O119)","v":82.256899126245472},153.45718696999998,0,0,null,null,null,235.71408609624547,103.51991823516499,0,99.861834424937328,{"$f":"M41","v":6.7103944584447959},null,null,210.09214711854713]
[{"$f":"+H119*(M119/O119)","v":263.83478345446935},600.71165458999985,104.1900483003396,127.179325283222,null,null,null,1095.9158116280307,774.679922560009,99.861834424937328,139.19300000000001,null,null,null,1013.7347569849463]
[{"$f":"+H120*(L120/O120)","v":365.84774306223875},24.137816000000001,0,0,null,null,null,389.98555906223874,25.8932991125968,0,4.328213875402299,{"$f":"M42","v":56.634960148547151},{"$f":"M43","v":181.65372881138489},null,268.51020194793114]
[{"$f":"+H121*(N121/O121)","v":0},552.66056856243597,0,200.66450330364799,null,null,null,753.32507186608393,221.820127050553,0,37,{"$f":"M44","v":244.37238594793115},null,null,503.19251299848412]
[{"$f":"+H122*(L122/O122)","v":0},1316.7474000000002,0,0,null,null,null,{"$f":"SUM(A121:D121)","v":1316.7474000000002},105.597546417671,0,0,{"$f":"$M$39","v":841.55925442034732},{"$f":"M40","v":30.793399655367296},{"$f":"M45","v":0},{"$f":"SUM(I121:N121)","v":977.95020049338564}]
[{"$f":"0","v":0},96.306795199999996,0,0,null,null,null,{"$f":"SUM(A122:D122)","v":96.306795199999996},23.8684234792529,55.034971920000004,0,{"$f":"M46","v":0},null,null,{"$f":"SUM(I122:N122)","v":78.903395399252901}]

{"sheet":"RH-25","index":24,"n_rows":418,"n_cols":66,"rows_kept":418,"cut":false,"hidden":false,"merged":[[55,0,55,16],[1,1,1,14],[2,1,2,14],[3,1,3,14],[54,1,54,14],[5,0,5,16]]}
[]
[null,"GERENCIA DE AGUAS SUPERFICIALES E INGENIERÍA DE RÍOS"]
[null,"REGION HIDROLOGICA No 25"]
[null,"SAN FERNANDO-SOTO LA MARINA"]
[]
["        "]
["Cuenca","Nombre","Cp","Ar","Uc (a)","Uc (b)","Uc (c)","Uc","R","Im","Ex","Ev ","Δv","Ab","Rxy","Ab - Rxy","D"]
[1,"Río Pilón 1",63.008000000000003,{"$f":"$I$102","v":0},1.6882531000000001,0,0,{"$f":"E8+F8+G8","v":1.6882531000000001},0.35813982500000002,0,0,0,0,{"$f":"C8+D8-H8+I8+J8-K8-L8-M8","v":61.677886725000008},{"$f":"$AP$102","v":61.677926346699564},{"$f":"N8-O8","v":-3.9621699556846579E-5},{"$f":"P8","v":-3.9621699556846579E-5},null,"ECUACIONES"]
[2,"Río Pilón 2",79.760999999999996,{"$f":"$I$104","v":61.677886725000008},56.206456039999999,0.06,0,{"$f":"E9+F9+G9","v":56.266456040000001},11.294296930000002,14,0,10.827,-20.399999999999999,120.039727615,{"$f":"$AP$104","v":120.03983472392444},-1.0710892443910325E-4,{"$f":"P9","v":-1.0710892443910325E-4}]
[3,"Río Blanco",132.488,{"$f":"$I$106","v":0},24.942167999999999,0,0,24.942167999999999,24.938226,0,0,0,0,132.484058,{"$f":"$AP$106","v":132.48414453614384},-8.6536143840021396E-5,-8.6536143840021396E-5,null,"Ab = Cp + Ar + R + Im - (Uc(a) + Uc(b) + Uc(c) + Ev + Ex )"]
[4,"Río San Antonio",119.015,{"$f":"$I$108","v":0},13.2207244,0,0,13.2207244,2.6450933000000001,0,0,0,0,108.43936890000001,{"$f":"$AP$108","v":108.43943973059631},-7.0830596300197612E-5,-7.0830596300197612E-5,null,"D = Ab - Rxy"]
[5,"Río Purificación 1",249.99799999999999,{"$f":"$I$110","v":240.92342689999998},81.523130459999905,0,0,81.523130459999905,16.326801739999997,0,14,2.66,1.5,407.56509818000006,{"$f":"$AP$110","v":407.56542950519008},-3.3132519001810579E-4,-3.3132519001810579E-4]
[6,"Río Purificación 2",118.041,{"$f":"$I$112","v":407.56509818000006},47.612155829999999,0,0,47.612155829999999,9.8470288625000002,0,0,0,0,487.84097121250011,{"$f":"$AP$112","v":487.84140650273912},-4.3529023901101027E-4,-4.3529023901101027E-4,null,"SIMBOLOGIA"]
[7,"Río Corona",206.339,{"$f":"$I$114","v":0},57.294976579999997,0,0,57.294976579999997,11.484139010000002,0,0,0,0,160.52816243000001,{"$f":"$AP$114","v":160.52830566590333},-1.4323590332310232E-4,-1.4323590332310232E-4]
[8,"Arroyo Grande",34.69111136835533,{"$f":"$I$116","v":0},7.8801399999999999,0,0,7.8801399999999999,1.5971557500000007,0,0,3.552,0.5,24.356127118355332,{"$f":"$AP$116","v":24.35614885081533},-2.1732459998702325E-5,-2.1732459998702325E-5]
[9,"Area no aforada",283.77300000000002,{"$f":"$I$118","v":792.76498837585541},83.511451439999803,0,0,83.511451439999803,44.684072129999876,0,577.63760950871995,414.60399999999998,45.47,-1.0004428643526353E-3,{"$f":"$AP$118","v":0},-1.0004428643526353E-3,-1.0004428643526353E-3,null,"Cp.- Volumen medio anual de escurrimiento natural "]
[10,"Río Soto La Marina 1",16.297000000000001,{"$f":"$I$120","v":0},220.93746225000001,0,0,220.93746225000001,44.987204687499997,{"$f":"220937462.25/1000000","v":220.93746225000001},0,1.6759999999999999,0,59.608204687499992,{"$f":"$AP$120","v":5.9258417835277131},53.682362903972276,{"$f":"IF(P17<=0,0,P17)","v":53.682362903972276},null,"Ar.- Volumen medio anual de escurrimiento desde la cuenca aguas arriba"]
[11,"Río Soto La Marina 2",284.27999999999997,{"$f":"$I$122","v":59.608204687500006},36.4243277200001,0,0,36.4243277200001,7.645386442500004,268.39999999999998,0,1.5509999999999999,1.5,{"$f":"C18+D18-H18+I18+J18-K18-L18-M18","v":580.45826340999986},{"$f":"$AP$122","v":22.154248218241641},558.30401519175825,{"$f":"IF(P18<=0,0,P18)","v":558.30401519175825},null,"Uc (a).- Volumen anual de extracción de agua superficial mediante títulos inscritos actualmente en el REPDA"]
[12,"Río Palmas",91.710999999999999,{"$f":"$I$124","v":0},6.1081648599999996,0,0,6.1081648599999996,1.2083059949999986,0,0,7.4870000000000001,-0.4,79.724141135000011,{"$f":"$AP$124","v":3.0428172411827039},76.681323893817307,{"$f":"IF(P19<=0,0,P19)","v":76.681323893817307},null,"Uc (b).- Volumen anual de extracción de agua superficial de títulos en proceso de inscripción en el REPDA"]
[13,"Río Soto La Marina 3",89.766000000000005,{"$f":"$I$126","v":660.18240454499983},28.865348079999972,0,0,28.865348079999972,6.3458128975000063,0,0,0,0,727.42886936249977,{"$f":"$AP$126","v":0},727.42886936249977,{"$f":"IF(P20<=0,0,P20)","v":727.42886936249977},null,"Uc (c).- Volumen anual correspondiente a las reservas y las zonas reglamentadas"]
[14,"Laguna Morales",88.876000000000005,0,0.27635603000000003,0,0,0.27635603000000003,0.13882632249999999,0,0,0,0,{"$f":"C21+D21-H21+I21+J21-K21-L21-M21","v":88.738470292499997},0,{"$f":"N21-O21","v":88.738470292499997},{"$f":"IF(P21<0,0,P21)","v":88.738470292499997},null,"R.- Volumen anual de retornos"]
[15,"Tepehuajes",51.637,0,3.8428256699999999,0,0,3.8428256699999999,2.0211590525000003,0,0,0,0,49.815333382500008,0,{"$f":"N22-O22","v":49.815333382500008},{"$f":"IF(P22<0,0,P22)","v":49.815333382500008},null,"Im.- Volumen anual de importaciones"]
[16,"Barra de Ostiones",24.523,0,1.1136316899999998,0,0,1.1136316899999998,0.22656006000000004,0,0,0,0,23.635928370000002,11.621,12.014928370000002,12.014928370000002,null,"Ex.- Volumen anual de exportaciones"]
[17,"Barra Carrizos",21.602,0,1.5948029999999998E-2,0,5.0000000000000001E-3,2.0948029999999999E-2,9.2236724999999985E-3,0,0,0,0,21.5902756425,10.81,10.780275642499999,10.780275642499999,null,"Ev.- Volumen medio anual de evaporación en embalses"]
[18,"Barra de San Vicente",27.193999999999999,0,4.0160100000000004E-3,0,0,4.0160100000000004E-3,2.4420075000000001E-3,0,0,0,0,27.192425997499999,12.432,14.760425997499999,14.760425997499999,null,"Av.- Volumen medio anual de variación de almacenamiento en embalses"]
[19,"Río San Rafael 1",82.137,{"$f":"$I$65","v":0},0.58005680000000004,0,0,0.58005680000000004,0.17244105000000004,0,8.6199999999999992,10.207000000000001,-0.26100000000000001,{"$f":"C26+D26-H26+I26+J26-K26-L26-M26","v":63.163384250000007},{"$f":"$BE$65","v":6.942398079051963},56.220986170948045,56.220986170948045,null,"Ab.- Volumen medio anual de escurrimiento de la cuenca hacia aguas abajo "]
[20,"Río San Rafael 2",93.852999999999994,{"$f":"$I$67","v":63.163384250000007},2.6367795599999999,0,0,2.6367795599999999,0.55827162549999987,8.6199999999999992,0,0,0,{"$f":"C27+D27-H27+I27+J27-K27-L27-M27","v":163.55787631549998},{"$f":"$BE$67","v":15.629965855858133},147.92791045964185,147.92791045964185,null,"Rxy.- Volumen anual actual comprometido aguas abajo y volumenes decretados para reservas medio ambiente"]
[21,"Río San Rafael 3",68.804000000000002,{"$f":"$I$69","v":163.55787631549998},11.409302460000021,12.45219,0,23.861492460000022,17.333808785000002,0,0,0,0,225.83419264049996,0,225.83419264049996,225.83419264049996,null,"D.- Disponibilidad media anual de agua superficial en la cuenca hidrológica "]
[22,"Río Tigre 1",95.852999999999994,{"$f":"I80","v":0},10.09658363,0,0,10.09658363,2.7257540174999995,0,0,0,0,88.482170387499991,{"$f":"BE80","v":17.132483449659009},71.349686937840985,71.349686937840985]
[23,"Río Tigre 2",48.762999999999998,{"$f":"I82","v":88.482170387499991},32.437756489999998,7.3687500000000003E-3,0,32.445125239999996,30.320443095500025,0,0,0,0,135.12048824300001,0,135.12048824300001,135.12048824300001]
[24,"Río Barberena 1",62.389000000000003,0,5.7231086499999897,0.62207999999999997,0,6.3451886499999901,1.3644373874999931,0,0,0,0,57.408248737500003,{"$f":"BE92","v":8.8781125298024168},48.530136207697588,48.530136207697588]
[25,"Río Barberena 2",81.269000000000005,{"$f":"I94","v":57.408248737500003},23.739711669999899,0,0,23.739711669999899,14.8300725465,0,0,0,0,129.76760961400009,0,129.76760961400009,129.76760961400009,null,null,null,{"$f":"T32*60*60*365","v":0}]
[26,"Laguna de San Andrés",35.707000000000001,0,3.8335649999999999E-2,0,0,3.8335649999999999E-2,9.9981374999999987E-3,0,0,0,0,35.678662487499999,0,35.678662487499999,35.678662487499999]
[27,"Laguna Las Marismas",26.417000000000002,0,5.2357309999999997E-2,2.8999999999999998E-3,0,5.5257309999999997E-2,4.1442982500000003E-2,0,0,0,0,26.403185672500005,0,26.403185672500005,26.403185672500005]
[28,"Río Potosí 1",93.688000000000002,{"$f":"I137","v":0},4.2815200000000004,0,1.3160000000000001,5.5975200000000003,0.85593900000000001,0,0,0,0,{"$f":"C35+D35-H35+I35+J35-K35-L35+M35","v":88.946419000000006},{"$f":"AR137","v":87.450653385992226},{"$f":"N35-O35","v":1.4957656140077802},{"$f":"IF(P35<0,0,P35)","v":1.4957656140077802}]
[29,"Río Potosí 2",58.067,{"$f":"I139","v":88.946419000000006},19.958933600000002,0.6,0.215,20.773933600000003,4.1104954699999992,0,71.241573052184293,0,0,{"$f":"C36+D36-H36+I36+J36-K36-L36+M36","v":59.108407817815703},{"$f":"AR139","v":56.567035638251276},2.5413721795644264,{"$f":"IF(P36<0,0,P36)","v":2.5413721795644264}]
[30,"Río Camacho",88.426000000000002,{"$f":"I141","v":0},3.9580000000000002,0,0.68200000000000005,4.6400000000000006,0.79160000000000008,0,0,0,0,{"$f":"C37+D37-H37+I37+J37-K37-L37+M37","v":84.577600000000004},{"$f":"AR141","v":83.223386446420207},1.3542135535797968,1.3542135535797968]
[31,"Río Pablillo 1",110.999,{"$f":"I143","v":0},1.2562899000000001,0,0,1.2562899000000001,0.25129557999999996,0,0,0,0,109.99400568,{"$f":"AR143","v":108.23283755387219},1.7611681261278136,1.7611681261278136]
[32,"Río Pablillo 2",71.834000000000003,{"$f":"I145","v":194.57160568},19.137896000000001,0,9.1920000000000002,28.329896000000002,3.8275792000000006,0,141.23672875,3.1E-2,0,100.63556013000002,{"$f":"AR145","v":96.308723691137615},4.3268364388624008,4.3268364388624008]
[33,"Arroyo Los Anegados o Conchos",57.268999999999998,{"$f":"I147","v":0},16.712032730000001,0,0,16.712032730000001,3.3466661475000001,0,0,0,0,43.903633417500004,{"$f":"AR147","v":42.015992104390577},1.8876413131094267,1.8876413131094267]
[34,"Río Conchos",89.346999999999994,{"$f":"I149","v":203.64760136531569},24.32833175,0,0,24.32833175,4.8680488124999997,0,47.811875278034854,0,0,225.72244314978082,{"$f":"AR149","v":212.91580733535665},12.806635814424169,12.806635814424169]
[35,"Río San Lorenzo",289.524,{"$f":"I151","v":0},0.88104437000000002,0,7.6999999999999999E-2,0.95804436999999998,0.20505687749999998,{"$f":"2043728.75/1000000","v":2.0437287500000001},0,0,0,290.81474125750003,{"$f":"AR151","v":274.31501518338763},16.499726074112402,16.499726074112402]
[36,"Arroyo Burgos",50.082999999999998,{"$f":"I153","v":0},1.5579150900000001,0,5.0000000000000001E-3,1.56291509,0.37461281749999997,0,0,0,0,48.894697727500002,{"$f":"AR153","v":46.120597915737207},2.7740998117627953,2.7740998117627953]
[37,"Río San Fernando 1",414.69600000000003,{"$f":"I155","v":565.43188213478084},3.7745448399999999,0,3.8180000000000001,7.5925448400000004,0.83286063649999953,0,575.86237236807301,0,0,397.50582556320785,{"$f":"AR155","v":341.84983138905915},55.655994174148702,55.655994174148702]
[38,"Arroyo Chorreras o Las Norias",169.23500000000001,{"$f":"I157","v":0},4.9538316099999999,0.3,0,5.2538316099999998,4.3551762074999996,0,0,0,0,168.33634459750002,{"$f":"AR157","v":144.76706331478789},23.569281282712126,23.569281282712126]
[39,"Río San Fernando 2",84.796999999999997,{"$f":"I159","v":565.84217016070784},12.20360404,0,0,12.20360404,3.0958539300000005,0,0,0,0,641.53142005070788,{"$f":"AR159","v":550},91.531420050707879,91.531420050707879]
[40,"Laguna Madre Norte",165.31299999999999,0,1.33449332,0,0,1.33449332,0.34086998999999996,0,0,0,0,{"$f":"C47+D47+I47+J47-H47-K47-L47-M47","v":164.31937666999997},82.171000000000006,{"$f":"N47-O47","v":82.148376669999962},{"$f":"P47","v":82.148376669999962}]
[41,"Barra Jesus María",99.846000000000004,0,2.7035494799999999,0,0.219,2.9225494799999998,2.60716211,0,0,0,0,99.530612630000007,46.725000000000001,52.805612630000006,52.805612630000006]
[42,"Arroyos Chapote y Temascal",46.393000000000001,0,3.3119999999999998,0,0,3.3119999999999998,3.3119999999999998,0,0,0,0,46.393000000000001,0,46.393000000000001,46.393000000000001]
[43,"Arroyos Olivares y Paxtle",44.634999999999998,0,1.48407764,0,0,1.48407764,0.33097272999999999,0,0,0,0,43.481895089999995,0,43.481895089999995,43.481895089999995]
[44,"Arroyos La Misión",72.488,0,1.18189089,0,0,1.18189089,0.23746816750000002,0,0,0,0,71.543577277499992,0,71.543577277499992,71.543577277499992]
[45,"Arroyos Calanche y Venados",64.915000000000006,0,1.1799750099999999,0,0,1.1799750099999999,0.23840890749999999,0,0,0,0,63.973433897500009,0,63.973433897500009,63.973433897500009]
[null,"Totales",{"$f":"SUM(C8:C52)","v":4649.747111368355},null,{"$f":"SUM(E8:E52)","v":882.3814586799997},{"$f":"SUM(F8:F52)","v":14.044538750000001},15.529,{"$f":"SUM(H8:H52)","v":911.95499742999971},287.09861089649991,514.00119099999995,1436.4101589570123,452.59499999999997,27.909000000000002,null,null,null,{"$f":"Q52+Q51+Q50+Q49+Q48+Q47+Q46+Q34+Q33+Q32+Q30+Q28+Q25+Q24+Q23+Q22+Q21+Q20","v":1908.2197573207077}]
["* Valores  en millones de metros cúbicos"]
[]
[]
[]
[]
[]
[]
["No LINEA","CUENCA O REGION","CONEXION",null,null,null,null,"OFERTA  POTENCIAL",null,null,null,null,"DEMANDA CONSUNTIVA",null,null,null,null,null,null,null,"OFERTA REAL",null,null,null,null,null,null,null,null,null,null,null,null,null,"EXTRACC Y VOLS RESERV PARA A ABAJO",null,null,null,null,null,null,null,null,null,null,null,null,null,null,null,null,null,null,"POR CUENCA PROPIA",null,null,"A LA SAL. DEL C PRINCIPAL",null,"DISPONIBILIDAD RELATIVA",null,null,null,"OFERTA - DEMANDA"]
[null,"HIDROLOGICA","DE ","HACIA",null,null,null,"Cp","Cp A Arriba","Im","R","TOTAL","Uc","Ev","Ex","TOTAL","TOTAL ACUM.","Dv","Ab","Ab","Cp","Ar1","Ar2","Ar3","Ar4","Ar5","Ar6","Ar7","Ar8","Ar9","Ar10","Ar11","Im","TOTAL","Uc","Re1","Re2","RImp","TOTAL","para Cp","para Ar1","para Ar2","para Ar3","para Ar4","para Ar5","para Ar6","para Ar7","para Ar8","para Ar9","para Ar10","para Ar11","para Im","TOTAL","RESERVADO","DISPONIBLE","DImp","RESERVADO","DISPONIBLE","INDICE","CLAVE","COLOR",null,"OFERTA","DEMANDA","Indice","Disponibilidad Hídrica"]
["Cuenca Río Concepción"]
[null,null,null,null,null,null,null,null,null,null,null,null,null,null,null,null,null,null,null,null,{"$f":"IF(U65=0,\"\",U65/(SUM($U65:$AG65)))","v":1},{"$f":"IF(V65=0,\"\",V65/(SUM($R65:$AD65)))","v":""},"","","","","","","","","","","",{"$f":"SUM(U64:AG64)","v":1},null,null,null,null,null,{"$f":"IF(U64=0,\"\",U64)","v":1},{"$f":"IF(V64=0,\"\",V64)","v":""},{"$f":"IF(W64=0,\"\",W64)","v":""},{"$f":"IF(X64=0,\"\",X64)","v":""},{"$f":"IF(Y64=0,\"\",Y64)","v":""},"","","","","","",{"$f":"IF(AF64=0,\"\",AF64)","v":""},{"$f":"IF(AG64=0,\"\",AG64)","v":""},{"$f":"SUM(AN64:AZ64)","v":1}]
["A",{"$f":"A65","v":"A"},{"$f":"A65","v":"A"},"B",null,null,null,{"$f":"C26","v":82.137},null,{"$f":"J26","v":0},{"$f":"I26","v":0.17244105000000004},{"$f":"SUM(H65:K65)","v":82.309441050000004},{"$f":"H26","v":0.58005680000000004},{"$f":"L26","v":10.207000000000001},{"$f":"K26","v":8.6199999999999992},{"$f":"SUM(M65:O65)","v":19.407056799999999},{"$f":"+P65","v":19.407056799999999},{"$f":"M26","v":-0.26100000000000001},{"$f":"L65-Q65-R65","v":63.163384250000007},{"$f":"IF(S65<0,0,S65)","v":63.163384250000007},{"$f":"K65+H65","v":82.309441050000004},null,null,null,null,null,null,null,null,null,null,null,{"$f":"J65","v":0},82.309441050000004,{"$f":"+Q65","v":19.407056799999999},{"$f":"(AI67+R67+AJ67)*V66","v":6.942398079051963},{"$f":"(AI65+R65+AJ65)*U64","v":26.088454879051962},{"$f":"IF(AG65>0,(AI65+R65+AJ65)*AG64,\"\")","v":""},{"$f":"SUM(AI65:AK65)","v":52.437909758103928},{"$f":"IF(AN64=\"\",\"\",$AM65*AN64)","v":52.437909758103928},{"$f":"IF(AO64=\"\",\"\",$AJ65*AO64)","v":""},"","","","","","","","","","","",52.437909758103928,{"$f":"+U65","v":82.309441050000004},{"$f":"IF(D65=\"MAR\",IF((BB65-AJ65)<0,0,BB65-AJ65),IF(D65=\"Cerrada\",IF((BB65-AJ65)<0,0,BB65-AJ65),IF((BB65-AK65)<0,0,BB65-AK65)))","v":56.220986170948038},{"$f":"IF(AG65=0,\"\",IF(AG65-AL65<0,0,AG65-AL65))","v":""},{"$f":"IF(G65=\"MAR\",0,IF(G65=\"Cerrada\",0,AJ65))","v":6.942398079051963},{"$f":"IF(T65-BE65<0,0,T65-BE65)","v":56.220986170948045},{"$f":"IF(G65=\"MAR\",IF(AI65+R65+AJ65=0,\"Infinito\",(I65+U65+AG65)/(AI65+R65)),IF(G65=\"Cerrada\",IF(AI65+R65+AJ65=0,\"Infinito\",(I65+U65+AG65)/(AI65+R65)),IF(AI65+R65+AJ65=0,\"Infinito\",(I65+U65+AG65)/(AI65+R65+AJ65))))","v":3.1550140256137347},{"$f":"IF(BG65<1.4,\"1\", IF(BG65<3,\"2\", IF(BG65<9,\"3\", \"4\")))","v":"3"},{"$f":"IF(BG65<1.4,\"ROJO\", IF(BG65<3,\"AMARILLO\", IF(BG65<9,\"VERDE\", \"AZUL\")))","v":"VERDE"},{"$f":"IF(BG65<1.4,\"Déficit\", IF(BG65<3,\"Equilibrio\", IF(BG65<9,\"Disponibilidad\", \"Abundante\")))","v":"Disponibilidad"},{"$f":"I65+U65+AG65","v":82.309441050000004},{"$f":"IF(G65=\"MAR\",AI65+R65,IF(G65=\"Cerrada\",AI65+R65,AI65+R65+AJ65))","v":26.088454879051962},{"$f":"BK65/BL65","v":3.1550140256137347},{"$f":"SUM(BC65:BD65)","v":56.220986170948038}]
[null,null,null,null,null,null,null,null,null,null,null,null,null,null,null,null,null,null,null,null,{"$f":"IF(U67=0,\"\",U67/(SUM($U67:$AG67)))","v":0.5680764590663222},{"$f":"IF(V67=0,\"\",V67/(SUM($U67:$AG67)))","v":0.3800566505418625},{"$f":"IF(W67=0,\"\",W67/(SUM($R67:$AD67)))","v":""},"","","","","","","","","",{"$f":"IF(AG67=0,\"\",AG67/(SUM($U67:$AG67)))","v":5.1866890391815162E-2},0.99999999999999978,null,null,null,null,null,{"$f":"IF(U66=0,\"\",U66)","v":0.5680764590663222},0.3800566505418625,"","","","","","","","","","",5.1866890391815162E-2,0.99999999999999978]
["B",{"$f":"A67","v":"B"},{"$f":"A67","v":"B"},"C",null,null,null,{"$f":"C27","v":93.852999999999994},{"$f":"T65","v":63.163384250000007},{"$f":"J27","v":8.6199999999999992},{"$f":"I27","v":0.55827162549999987},{"$f":"SUM(H67:K67)","v":166.19465587549999},{"$f":"H27","v":2.6367795599999999},{"$f":"L27","v":0},{"$f":"K27","v":0},{"$f":"SUM(M67:O67)","v":2.6367795599999999},{"$f":"+P67","v":2.6367795599999999},{"$f":"M27","v":0},{"$f":"H67+I67+J67+K67-M67","v":163.55787631549998},{"$f":"IF(S67<0,0,S67)","v":163.55787631549998},{"$f":"K67+H67","v":94.411271625499992},{"$f":"T65","v":63.163384250000007},null,null,null,null,null,null,null,null,null,null,{"$f":"J67","v":8.6199999999999992},166.19465587550002,{"$f":"+Q67","v":2.6367795599999999},{"$f":"(AI69+R69)*V68","v":15.629965855858133},{"$f":"(AI67+R67+AJ67)*U66","v":10.376908054506661},{"$f":"IF(AG67>0,(AI67+R67+AJ67)*AG66,\"\")","v":0.9474392822995058},{"$f":"SUM(AI67:AK67)","v":28.643653470364793},{"$f":"IF(AN66=\"\",\"\",$AM67*AN66)","v":16.271785238167602},{"$f":"IF(AO66=\"\",\"\",$AM67*AO66)","v":10.886210997228639},{"$f":"IF(AP66=\"\",\"\",$AJ67*AP66)","v":""},"","","","","","","","","",{"$f":"IF(AZ66=\"\",\"\",$AM67*AZ66)","v":1.4856572349685466},28.643653470364786,{"$f":"+U67","v":94.411271625499992},{"$f":"IF(D67=\"MAR\",IF((BB67-AJ67)<0,0,BB67-AJ67),IF(D67=\"Cerrada\",IF((BB67-AJ67)<0,0,BB67-AJ67),IF((BB67-AK67)<0,0,BB67-AK67)))","v":84.034363570993335},{"$f":"IF(AG67=0,\"\",IF(AG67-AL67<0,0,AG67-AL67))","v":7.6725607177004935},{"$f":"IF(G67=\"MAR\",0,IF(G67=\"Cerrada\",0,AJ67))","v":15.629965855858133},{"$f":"IF(T67-BE67<0,0,T67-BE67)","v":147.92791045964185},{"$f":"IF(G67=\"MAR\",IF(AI67+R67+AJ67=0,\"Infinito\",(I67+U67+AG67)/(AI67+R67)),IF(G67=\"Cerrada\",IF(AI67+R67+AJ67=0,\"Infinito\",(I67+U67+AG67)/(AI67+R67)),IF(AI67+R67+AJ67=0,\"Infinito\",(I67+U67+AG67)/(AI67+R67+AJ67))))","v":9.0982083612562654},{"$f":"IF(BG67<1.4,\"1\", IF(BG67<3,\"2\", IF(BG67<9,\"3\", \"4\")))","v":"4"},{"$f":"IF(BG67<1.4,\"ROJO\", IF(BG67<3,\"AMARILLO\", IF(BG67<9,\"VERDE\", \"AZUL\")))","v":"AZUL"},{"$f":"IF(BG67<1.4,\"Déficit\", IF(BG67<3,\"Equilibrio\", IF(BG67<9,\"Disponibilidad\", \"Abundante\")))","v":"Abundante"},{"$f":"I67+U67+AG67","v":166.19465587550002},{"$f":"IF(G67=\"MAR\",AI67+R67,IF(G67=\"Cerrada\",AI67+R67,AI67+R67+AJ67))","v":18.266745415858132},{"$f":"BK67/BL67","v":9.0982083612562654},{"$f":"SUM(BC67:BD67)","v":91.706924288693827}]
[null,null,null,null,null,null,null,null,null,null,null,null,null,null,null,null,null,null,null,null,{"$f":"IF(U69=0,\"\",U69/(SUM($U69:$AG69)))","v":0.34497115458895661},{"$f":"IF(V69=0,\"\",V69/(SUM($U69:$AG69)))","v":0.65502884541104345},{"$f":"IF(W69=0,\"\",W69/(SUM($R69:$AD69)))","v":""},"","","","","","","","","","",1,null,null,null,null,null,{"$f":"IF(U68=0,\"\",U68)","v":0.34497115458895661},0.65502884541104345,"","","","","","","","","","","",1]
["C",{"$f":"A69","v":"C"},{"$f":"A69","v":"C"},"MAR",null,null,null,{"$f":"C28","v":68.804000000000002},{"$f":"T67","v":163.55787631549998},{"$f":"J28","v":0},{"$f":"I28","v":17.333808785000002},{"$f":"SUM(H69:K69)","v":249.69568510049999},{"$f":"H28","v":23.861492460000022},{"$f":"L28","v":0},{"$f":"K28","v":0},{"$f":"SUM(M69:O69)","v":23.861492460000022},{"$f":"+P69","v":23.861492460000022},{"$f":"M28","v":0},{"$f":"L69-Q69-R69","v":225.83419264049996},{"$f":"IF(S69<0,0,S69)","v":225.83419264049996},{"$f":"K69+H69","v":86.137808785000004},{"$f":"T67","v":163.55787631549998},null,null,null,null,null,null,null,null,null,null,{"$f":"J69","v":0},249.69568510049999,{"$f":"+Q69","v":23.861492460000022},{"$f":"(AI69+R69)*U68","v":8.2315266041418909},{"$f":"(AI69+R69+AJ69)*U68","v":11.071165840802431},{"$f":"IF(AG69>0,(AI69+R69+AJ69)*AG68,\"\")","v":""},{"$f":"SUM(AI69:AK69)","v":43.164184904944342},{"$f":"IF(AN68=\"\",\"\",$AM69*AN68)","v":14.890398703549861},{"$f":"IF(AO68=\"\",\"\",$AM69*AO68)","v":28.273786201394483},{"$f":"IF(AP68=\"\",\"\",$AJ69*AP68)","v":""},"","","","","","","","","","",43.164184904944342,{"$f":"+U69","v":86.137808785000004},{"$f":"IF(D69=\"MAR\",IF((BB69-AJ69)<0,0,BB69-AJ69),IF(D69=\"Cerrada\",IF((BB69-AJ69)<0,0,BB69-AJ69),IF((BB69-AK69)<0,0,BB69-AK69)))","v":77.906282180858113},{"$f":"IF(AG69=0,\"\",IF(AG69-AL69<0,0,AG69-AL69))","v":""},{"$f":"IF(G69=\"MAR\",0,IF(G69=\"Cerrada\",0,AJ69))","v":8.2315266041418909},{"$f":"IF(T69-BE69<0,0,T69-BE69)","v":217.60266603635807},{"$f":"IF(G69=\"MAR\",IF(AI69+R69+AJ69=0,\"Infinito\",(I69+U69+AG69)/(AI69+R69)),IF(G69=\"Cerrada\",IF(AI69+R69+AJ69=0,\"Infinito\",(I69+U69+AG69)/(AI69+R69)),IF(AI69+R69+AJ69=0,\"Infinito\",(I69+U69+AG69)/(AI69+R69+AJ69))))","v":7.7803738128049567},{"$f":"IF(BG69<1.4,\"1\", IF(BG69<3,\"2\", IF(BG69<9,\"3\", \"4\")))","v":"3"},{"$f":"IF(BG69<1.4,\"ROJO\", IF(BG69<3,\"AMARILLO\", IF(BG69<9,\"VERDE\", \"AZUL\")))","v":"VERDE"},{"$f":"IF(BG69<1.4,\"Déficit\", IF(BG69<3,\"Equilibrio\", IF(BG69<9,\"Disponibilidad\", \"Abundante\")))","v":"Disponibilidad"},{"$f":"IF(I69+U69+AG69<=0,0,I69+U69+AG69)","v":249.69568510049999},{"$f":"IF(G69=\"MAR\",AI69+R69,IF(G69=\"Cerrada\",AI69+R69,AI69+R69+AJ69))","v":32.093019064141913},{"$f":"BK69/BL69","v":7.7803738128049567},{"$f":"SUM(BC69:BD69)","v":77.906282180858113}]
[]
[null,null,null,null,null,null,null,null,null,null,null,null,null,null,null,null,null,null,null,null,null,null,null,null,null,null,null,null,null,null,null,null,null,null,null,null,null,"Comprobación  ",null,null,null,null,null,null,null,null,null,null,null,null,null,null,null,"SDxx   ",null,null,"Ab   "]
[null,null,null,null,null,null,null,null,null,null,null,null,null,null,null,null,null,null,null,null,null,null,null,null,null,null,null,null,null,null,null,null,null,null,null,null,null,null,null,null,null,null,null,null,null,null,null,null,null,null,null,null,null,{"$f":"SUM(BC65:BD69)","v":225.83419264049996},"Mm3",null,{"$f":"T69","v":225.83419264049996},"Mm3"]
[]
[]
[]
["No LINEA","CUENCA O REGION","CONEXION",null,null,null,null,"OFERTA  POTENCIAL",null,null,null,null,"DEMANDA CONSUNTIVA",null,null,null,null,null,null,null,"OFERTA REAL",null,null,null,null,null,null,null,null,null,null,null,null,null,"EXTRACC Y VOLS RESERV PARA A ABAJO",null,null,null,null,null,null,null,null,null,null,null,null,null,null,null,null,null,null,"POR CUENCA PROPIA",null,null,"A LA SAL. DEL C PRINCIPAL",null,"DISPONIBILIDAD RELATIVA",null,null,null,"OFERTA - DEMANDA"]
[null,"HIDROLOGICA","DE ","HACIA",null,null,null,"Cp","Cp A Arriba","Im","R","TOTAL","Uc","Ev","Ex","TOTAL","TOTAL ACUM.","Dv","Ab","Ab","Cp","Ar1","Ar2","Ar3","Ar4","Ar5","Ar6","Ar7","Ar8","Ar9","Ar10","Ar11","Im","TOTAL","Uc","Re1","Re2","RImp","TOTAL","para Cp","para Ar1","para Ar2","para Ar3","para Ar4","para Ar5","para Ar6","para Ar7","para Ar8","para Ar9","para Ar10","para Ar11","para Im","TOTAL","RESERVADO","DISPONIBLE","DImp","RESERVADO","DISPONIBLE","INDICE","CLAVE","COLOR",null,"OFERTA","DEMANDA","Indice"]
["Cuenca Río Cocoraque"]
[null,null,null,null,null,null,null,null,null,null,null,null,null,null,null,null,null,null,null,null,{"$f":"IF(U80=0,\"\",U80/(SUM($U80:$AG80)))","v":1},"","","","","","","","","","","","",{"$f":"SUM(U79:AG79)","v":1},null,null,null,null,null,{"$f":"IF(U79=0,\"\",U79)","v":1},"","","","","","","","","","","","",{"$f":"SUM(AN79:AZ79)","v":1}]
["A",{"$f":"A80","v":"A"},{"$f":"A80","v":"A"},"B",null,null,null,{"$f":"C29","v":95.852999999999994},null,{"$f":"J29","v":0},{"$f":"I29","v":2.7257540174999995},{"$f":"SUM(H80:K80)","v":98.578754017499989},{"$f":"H29","v":10.09658363},{"$f":"L29","v":0},{"$f":"L29","v":0},{"$f":"SUM(M80:O80)","v":10.09658363},{"$f":"+P80","v":10.09658363},{"$f":"M29","v":0},{"$f":"L80-Q80-R80","v":88.482170387499991},{"$f":"IF(S80<0,0,S80)","v":88.482170387499991},{"$f":"K80+H80","v":98.578754017499989},null,null,null,null,null,null,null,null,null,null,null,{"$f":"J80","v":0},{"$f":"SUM(U80:AG80)","v":98.578754017499989},{"$f":"+Q80","v":10.09658363},{"$f":"(AI82+R82)*V81","v":17.132483449659009},{"$f":"AI80+R80+AJ80","v":27.229067079659011},{"$f":"IF(AG80>0,(AI80+R80+AJ80)*AG79,\"\")","v":""},{"$f":"SUM(AI80:AK80)","v":54.458134159318021},{"$f":"IF(AN79=\"\",\"\",$AM80*AN79)","v":54.458134159318021},"","","","","","","","","","","","",{"$f":"SUM(AN80:AZ80)","v":54.458134159318021},{"$f":"+U80","v":98.578754017499989},{"$f":"IF(D80=\"MAR\",IF((BB80-AJ80)<0,0,BB80-AJ80),IF(D80=\"Cerrada\",IF((BB80-AJ80)<0,0,BB80-AJ80),IF((BB80-AK80)<0,0,BB80-AK80)))","v":71.349686937840971},{"$f":"IF(AG80=0,\"\",IF(AG80-AL80<0,0,AG80-AL80))","v":""},{"$f":"IF(D80=\"MAR\",0,IF(D80=\"Cerrada\",0,AJ80))","v":17.132483449659009},{"$f":"IF(T80-BE80<0,0,T80-BE80)","v":71.349686937840985},{"$f":"IF(D80=\"MAR\",IF(AI80+R80+AJ80=0,\"Infinito\",(I80+U80+AG80)/(AI80+R80)),IF(D80=\"Cerrada\",IF(AI80+R80+AJ80=0,\"Infinito\",(I80+U80+AG80)/(AI80+R80)),IF(AI80+R80+AJ80=0,\"Infinito\",(I80+U80+AG80)/(AI80+R80+AJ80))))","v":3.6203500373004514},{"$f":"IF(BG80<1.4,\"1\", IF(BG80<3,\"2\", IF(BG80<9,\"3\", \"4\")))","v":"3"},{"$f":"IF(BG80<1.4,\"ROJO\", IF(BG80<3,\"AMARILLO\", IF(BG80<9,\"VERDE\", \"AZUL\")))","v":"VERDE"},{"$f":"IF(BG80<1.4,\"Déficit\", IF(BG80<3,\"Equilibrio\", IF(BG80<9,\"Disponibilidad\", \"Abundante\")))","v":"Disponibilidad"},{"$f":"I80+U80+AG80","v":98.578754017499989},{"$f":"IF(D80=\"MAR\",AI80+R80,IF(D80=\"Cerrada\",AI80+R80,AI80+R80+AJ80))","v":27.229067079659011},{"$f":"BK80/BL80","v":3.6203500373004514},{"$f":"SUM(BC80:BD80)","v":71.349686937840971}]
[null,null,null,null,null,null,null,null,null,null,null,null,null,null,null,null,null,null,null,null,{"$f":"IF(U82=0,\"\",U82/(SUM($U82:$AG82)))","v":0.47195508345465675},0.52804491654534325,"","","","","","","","","","","",{"$f":"SUM(U81:AG81)","v":1},null,null,null,null,null,{"$f":"IF(U81=0,\"\",U81)","v":0.47195508345465675},0.52804491654534325,"","","","","","","","","","","",{"$f":"SUM(AN81:AZ81)","v":1}]
["B",{"$f":"A82","v":"B"},{"$f":"A82","v":"B"},"MAR",null,null,null,{"$f":"C30","v":48.762999999999998},{"$f":"T80","v":88.482170387499991},{"$f":"J30","v":0},{"$f":"I30","v":30.320443095500025},{"$f":"SUM(H82:K82)","v":167.56561348300002},{"$f":"H30","v":32.445125239999996},{"$f":"M30","v":0},{"$f":"K30","v":0},{"$f":"SUM(M82:O82)","v":32.445125239999996},{"$f":"+P82","v":32.445125239999996},{"$f":"M30","v":0},{"$f":"L82-Q82-R82","v":135.12048824300001},{"$f":"IF(S82<0,0,S82)","v":135.12048824300001},{"$f":"K82+H82","v":79.08344309550003},{"$f":"T80","v":88.482170387499991},null,null,null,null,null,null,null,null,null,null,{"$f":"J82","v":0},{"$f":"SUM(U82:AG82)","v":167.56561348300002},{"$f":"+Q82","v":32.445125239999996},{"$f":"(AI82+R82)*U81","v":15.312641790340988},{"$f":"(AI82+R82+AJ82)*U81","v":22.539520924412635},{"$f":"IF(AG82>0,(AI82+R82+AJ82)*AG81,\"\")","v":""},{"$f":"SUM(AI82:AK82)","v":70.297287954753614},{"$f":"IF(AN81=\"\",\"\",$AM82*AN81)","v":33.17716240332178},37.120125551431833,"","","","","","","","","","","",{"$f":"SUM(AN82:AZ82)","v":70.297287954753614},{"$f":"+U82","v":79.08344309550003},{"$f":"IF(D82=\"MAR\",IF((BB82-AJ82)<0,0,BB82-AJ82),IF(D82=\"Cerrada\",IF((BB82-AJ82)<0,0,BB82-AJ82),IF((BB82-AK82)<0,0,BB82-AK82)))","v":63.77080130515904},{"$f":"IF(AG82=0,\"\",IF(AG82-AL82<0,0,AG82-AL82))","v":""},{"$f":"IF(D82=\"MAR\",0,IF(D82=\"Cerrada\",0,AJ82))","v":0},{"$f":"IF(T82-BE82<0,0,T82-BE82)","v":135.12048824300001},{"$f":"IF(D82=\"MAR\",IF(AI82+R82+AJ82=0,\"Infinito\",(I82+U82+AG82)/(AI82+R82)),IF(D82=\"Cerrada\",IF(AI82+R82+AJ82=0,\"Infinito\",(I82+U82+AG82)/(AI82+R82)),IF(AI82+R82+AJ82=0,\"Infinito\",(I82+U82+AG82)/(AI82+R82+AJ82))))","v":5.1645851955725117},{"$f":"IF(BG82<1.4,\"1\", IF(BG82<3,\"2\", IF(BG82<9,\"3\", \"4\")))","v":"3"},{"$f":"IF(BG82<1.4,\"ROJO\", IF(BG82<3,\"AMARILLO\", IF(BG82<9,\"VERDE\", \"AZUL\")))","v":"VERDE"},{"$f":"IF(BG82<1.4,\"Déficit\", IF(BG82<3,\"Equilibrio\", IF(BG82<9,\"Disponibilidad\", \"Abundante\")))","v":"Disponibilidad"},{"$f":"IF(I82+U82+AG82<=0,0,I82+U82+AG82)","v":167.56561348300002},{"$f":"IF(D82=\"MAR\",AI82+R82,IF(D82=\"Cerrada\",AI82+R82,AI82+R82+AJ82))","v":32.445125239999996},{"$f":"BK82/BL82","v":5.1645851955725117},{"$f":"SUM(BC82:BD82)","v":63.77080130515904}]
[]
[null,null,null,null,null,null,null,null,null,null,null,null,null,null,null,null,null,null,null,null,null,null,null,null,null,null,null,null,null,null,null,null,null,null,null,null,null,"Comprobación  ",null,null,null,null,null,null,null,null,null,null,null,null,null,null,null,"SDxx   ",null,null,"Ab   "]
[null,null,null,null,null,null,null,null,null,null,null,null,null,null,null,null,null,null,null,null,null,null,null,null,null,null,null,null,null,null,null,null,null,null,null,null,null,null,null,null,null,null,null,null,null,null,null,null,null,null,null,null,null,{"$f":"SUM(BC80:BD82)","v":135.12048824300001},"Mm3",null,{"$f":"T82","v":135.12048824300001},"Mm3"]
[]
[]
["No LINEA","CUENCA O REGION","CONEXION",null,null,null,null,"OFERTA  POTENCIAL",null,null,null,null,"DEMANDA CONSUNTIVA",null,null,null,null,null,null,null,"OFERTA REAL",null,null,null,null,null,null,null,null,null,null,null,null,null,"EXTRACC Y VOLS RESERV PARA A ABAJO",null,null,null,null,null,null,null,null,null,null,null,null,null,null,null,null,null,null,"POR CUENCA PROPIA",null,null,"A LA SAL. DEL C PRINCIPAL",null,"DISPONIBILIDAD RELATIVA",null,null,null,"OFERTA - DEMANDA"]
[null,"HIDROLOGICA","DE ","HACIA",null,null,null,"Cp","Cp A Arriba","Im","R","TOTAL","Uc","Ev","Ex","TOTAL","TOTAL ACUM.","Dv","Ab","Ab","Cp","Ar1","Ar2","Ar3","Ar4","Ar5","Ar6","Ar7","Ar8","Ar9","Ar10","Ar11","Im","TOTAL","Uc","Re1","Re2","RImp","TOTAL","para Cp","para Ar1","para Ar2","para Ar3","para Ar4","para Ar5","para Ar6","para Ar7","para Ar8","para Ar9","para Ar10","para Ar11","para Im","TOTAL","RESERVADO","DISPONIBLE","DImp","RESERVADO","DISPONIBLE","INDICE","CLAVE","COLOR",null,"OFERTA","DEMANDA","Indice"]
["Cuenca Río Cocoraque"]
[null,null,null,null,null,null,null,null,null,null,null,null,null,null,null,null,null,null,null,null,{"$f":"IF(U92=0,\"\",U92/(SUM($U92:$AG92)))","v":1},"","","","","","","","","","","","",{"$f":"SUM(U91:AG91)","v":1},null,null,null,null,null,{"$f":"IF(U91=0,\"\",U91)","v":1},"","","","","","","","","","","","",{"$f":"SUM(AN91:AZ91)","v":1}]
["A",{"$f":"A92","v":"A"},{"$f":"A92","v":"A"},"B",null,null,null,{"$f":"C31","v":62.389000000000003},null,{"$f":"J31","v":0},{"$f":"I31","v":1.3644373874999931},{"$f":"SUM(H92:K92)","v":63.753437387499993},{"$f":"H31","v":6.3451886499999901},{"$f":"L31","v":0},{"$f":"K31","v":0},{"$f":"SUM(M92:O92)","v":6.3451886499999901},{"$f":"+P92","v":6.3451886499999901},{"$f":"M31","v":0},{"$f":"L92-Q92-R92","v":57.408248737500003},{"$f":"IF(S92<0,0,S92)","v":57.408248737500003},{"$f":"K92+H92","v":63.753437387499993},null,null,null,null,null,null,null,null,null,null,null,{"$f":"J92","v":0},{"$f":"SUM(U92:AG92)","v":63.753437387499993},{"$f":"+Q92","v":6.3451886499999901},{"$f":"(AI94+R94)*V93","v":8.8781125298024168},{"$f":"AI92+R92+AJ92","v":15.223301179802407},{"$f":"IF(AG92>0,(AI92+R92+AJ92)*AG91,\"\")","v":""},{"$f":"SUM(AI92:AK92)","v":30.446602359604814},{"$f":"IF(AN91=\"\",\"\",$AM92*AN91)","v":30.446602359604814},"","","","","","","","","","","","",{"$f":"SUM(AN92:AZ92)","v":30.446602359604814},{"$f":"+U92","v":63.753437387499993},{"$f":"IF(D92=\"MAR\",IF((BB92-AJ92)<0,0,BB92-AJ92),IF(D92=\"Cerrada\",IF((BB92-AJ92)<0,0,BB92-AJ92),IF((BB92-AK92)<0,0,BB92-AK92)))","v":48.530136207697588},{"$f":"IF(AG92=0,\"\",IF(AG92-AL92<0,0,AG92-AL92))","v":""},{"$f":"IF(D92=\"MAR\",0,IF(D92=\"Cerrada\",0,AJ92))","v":8.8781125298024168},{"$f":"IF(T92-BE92<0,0,T92-BE92)","v":48.530136207697588},{"$f":"IF(D92=\"MAR\",IF(AI92+R92+AJ92=0,\"Infinito\",(I92+U92+AG92)/(AI92+R92)),IF(D92=\"Cerrada\",IF(AI92+R92+AJ92=0,\"Infinito\",(I92+U92+AG92)/(AI92+R92)),IF(AI92+R92+AJ92=0,\"Infinito\",(I92+U92+AG92)/(AI92+R92+AJ92))))","v":4.1878851790756917},{"$f":"IF(BG92<1.4,\"1\", IF(BG92<3,\"2\", IF(BG92<9,\"3\", \"4\")))","v":"3"},{"$f":"IF(BG92<1.4,\"ROJO\", IF(BG92<3,\"AMARILLO\", IF(BG92<9,\"VERDE\", \"AZUL\")))","v":"VERDE"},{"$f":"IF(BG92<1.4,\"Déficit\", IF(BG92<3,\"Equilibrio\", IF(BG92<9,\"Disponibilidad\", \"Abundante\")))","v":"Disponibilidad"},{"$f":"I92+U92+AG92","v":63.753437387499993},{"$f":"IF(D92=\"MAR\",AI92+R92,IF(D92=\"Cerrada\",AI92+R92,AI92+R92+AJ92))","v":15.223301179802407},{"$f":"BK92/BL92","v":4.1878851790756917},{"$f":"SUM(BC92:BD92)","v":48.530136207697588}]
[null,null,null,null,null,null,null,null,null,null,null,null,null,null,null,null,null,null,null,null,{"$f":"IF(U94=0,\"\",U94/(SUM($U94:$AG94)))","v":0.6260227313113591},0.37397726868864095,"","","","","","","","","","","",{"$f":"SUM(U93:AG93)","v":1},null,null,null,null,null,{"$f":"IF(U93=0,\"\",U93)","v":0.6260227313113591},0.37397726868864095,"","","","","","","","","","","",{"$f":"SUM(AN93:AZ93)","v":1}]
["B",{"$f":"A94","v":"B"},{"$f":"A94","v":"B"},"MAR",null,null,null,{"$f":"C32","v":81.269000000000005},{"$f":"T92","v":57.408248737500003},{"$f":"J32","v":0},{"$f":"I32","v":14.8300725465},{"$f":"SUM(H94:K94)","v":153.507321284},{"$f":"H32","v":23.739711669999899},{"$f":"L32","v":0},{"$f":"K32","v":0},{"$f":"SUM(M94:O94)","v":23.739711669999899},{"$f":"+P94","v":23.739711669999899},{"$f":"M32","v":0},{"$f":"L94-Q94-R94","v":129.76760961400009},{"$f":"IF(S94<0,0,S94)","v":129.76760961400009},{"$f":"K94+H94","v":96.099072546500011},{"$f":"T92","v":57.408248737500003},null,null,null,null,null,null,null,null,null,null,{"$f":"J94","v":0},{"$f":"SUM(U94:AG94)","v":153.507321284},{"$f":"+Q94","v":23.739711669999899},{"$f":"(AI94+R94)*U93","v":14.861599140197482},{"$f":"(AI94+R94+AJ94)*U93","v":24.165298025598457},{"$f":"IF(AG94>0,(AI94+R94+AJ94)*AG93,\"\")","v":""},{"$f":"SUM(AI94:AK94)","v":62.766608835795836},{"$f":"IF(AN93=\"\",\"\",$AM94*AN93)","v":39.293323898536592},23.473284937259244,"","","","","","","","","","","",{"$f":"SUM(AN94:AZ94)","v":62.766608835795836},{"$f":"+U94","v":96.099072546500011},{"$f":"IF(D94=\"MAR\",IF((BB94-AJ94)<0,0,BB94-AJ94),IF(D94=\"Cerrada\",IF((BB94-AJ94)<0,0,BB94-AJ94),IF((BB94-AK94)<0,0,BB94-AK94)))","v":81.237473406302527},{"$f":"IF(AG94=0,\"\",IF(AG94-AL94<0,0,AG94-AL94))","v":""},{"$f":"IF(D94=\"MAR\",0,IF(D94=\"Cerrada\",0,AJ94))","v":0},{"$f":"IF(T94-BE94<0,0,T94-BE94)","v":129.76760961400009},{"$f":"IF(D94=\"MAR\",IF(AI94+R94+AJ94=0,\"Infinito\",(I94+U94+AG94)/(AI94+R94)),IF(D94=\"Cerrada\",IF(AI94+R94+AJ94=0,\"Infinito\",(I94+U94+AG94)/(AI94+R94)),IF(AI94+R94+AJ94=0,\"Infinito\",(I94+U94+AG94)/(AI94+R94+AJ94))))","v":6.4662673000358586},{"$f":"IF(BG94<1.4,\"1\", IF(BG94<3,\"2\", IF(BG94<9,\"3\", \"4\")))","v":"3"},{"$f":"IF(BG94<1.4,\"ROJO\", IF(BG94<3,\"AMARILLO\", IF(BG94<9,\"VERDE\", \"AZUL\")))","v":"VERDE"},{"$f":"IF(BG94<1.4,\"Déficit\", IF(BG94<3,\"Equilibrio\", IF(BG94<9,\"Disponibilidad\", \"Abundante\")))","v":"Disponibilidad"},{"$f":"IF(I94+U94+AG94<=0,0,I94+U94+AG94)","v":153.507321284},{"$f":"IF(D94=\"MAR\",AI94+R94,IF(D94=\"Cerrada\",AI94+R94,AI94+R94+AJ94))","v":23.739711669999899},{"$f":"BK94/BL94","v":6.4662673000358586},{"$f":"SUM(BC94:BD94)","v":81.237473406302527}]
[]
[null,null,null,null,null,null,null,null,null,null,null,null,null,null,null,null,null,null,null,null,null,null,null,null,null,null,null,null,null,null,null,null,null,null,null,null,null,"Comprobación  ",null,null,null,null,null,null,null,null,null,null,null,null,null,null,null,"SDxx   ",null,null,"Ab   "]
[null,null,null,null,null,null,null,null,null,null,null,null,null,null,null,null,null,null,null,null,null,null,null,null,null,null,null,null,null,null,null,null,null,null,null,null,null,null,null,null,null,null,null,null,null,null,null,null,null,null,null,null,null,{"$f":"SUM(BC92:BD94)","v":129.76760961400012},"Mm3",null,{"$f":"T94","v":129.76760961400009},"Mm3"]
[]
["No LINEA","CUENCA O REGION","CONEXION",null,null,null,null,"OFERTA  POTENCIAL",null,null,null,null,"DEMANDA CONSUNTIVA",null,null,null,null,null,null,"OFERTA REAL",null,null,null,null,null,null,"EXTRACC Y VOLS RESERV PARA A ABAJO",null,null,null,null,null,null,null,null,null,null,null,"POR CUENCA PROPIA",null,null,"A LA SAL. DEL C PRINCIPAL",null,"DISPONIBILIDAD RELATIVA"]
[null,"HIDROLOGICA","DE ","HACIA",null,null,null,"Cp","Cp A Arriba","Im","R","TOTAL","Uc","Ev","Ex","TOTAL","TOTAL ACUM.","Dv","Ab","Cp","Ar1","Ar2","Ar3","Ar4","Im","TOTAL","Uc","Re1","Re2","RImp","TOTAL","para Cp","para Ar1","para Ar2","para Ar3","para Ar4","para Im","TOTAL","RESERVADO","DISPONIBLE","DImp","RESERVADO","DISPONIBLE","INDICE","CLAVE","COLOR"]
[null,null,null,null,null,null,null,null,null,null,null,null,null,null,null,null,null,null,null,{"$f":"IF(T102=0,\"\",T102/(SUM($T102:$Y102)))","v":1},"","","","","",{"$f":"SUM(T101:Y101)","v":1},null,null,null,null,null,{"$f":"IF(T101=0,\"\",T101)","v":1},"","","","","",{"$f":"SUM(AF101:AK101)","v":1}]
[1,"A1","A1","A2",null,null,null,{"$f":"C8","v":63.008000000000003},null,{"$f":"J8","v":0},{"$f":"I8","v":0.35813982500000002},{"$f":"SUM(H102:K102)","v":63.366139825000005},{"$f":"H8","v":1.6882531000000001},{"$f":"L8","v":0},{"$f":"K8","v":0},{"$f":"SUM(M102:O102)","v":1.6882531000000001},{"$f":"+P102","v":1.6882531000000001},{"$f":"M8","v":0},{"$f":"L102-Q102-R102","v":61.677886725000008},{"$f":"K102+H102","v":63.366139825000005},null,null,null,null,0,63.366139825000005,{"$f":"+Q102","v":1.6882531000000001},{"$f":"(R104+AA104+AB104)*U103","v":61.677926346699564},{"$f":"(R102+AA102+AB102)*T101","v":63.366179446699562},{"$f":"IF(Y102>0,(AA102+R102+AB102)*Y101,\"\")","v":""},{"$f":"SUM(AA102:AC102)","v":126.73235889339912},{"$f":"IF(AF101=\"\",\"\",$AE102*AF101)","v":126.73235889339912},"","","","","",126.73235889339912,{"$f":"+T102","v":63.366139825000005},{"$f":"IF(D102=\"MAR\",IF((AM102-AB102)<0,0,AM102-AB102),IF(D102=\"Cerrada\",IF((AM102-AB102)<0,0,AM102-AB102),IF((AM102-AC102)<0,0,AM102-AC102)))","v":0},{"$f":"IF(Y102=0,\"\",IF(Y102-AD102<0,0,Y102-AD102))","v":""},{"$f":"+AB102","v":61.677926346699564},{"$f":"S102-AP102","v":-3.9621699556846579E-5},{"$f":"(I102+T102+Y102)/(AA102+R102+AB102)","v":0.99999937471850275},{"$f":"IF(AR102<1.4,\"1\", IF(AR102<3,\"2\", IF(AR102<9,\"3\", \"4\")))","v":"1"},{"$f":"IF(AR102<1.4,\"ROJO\", IF(AR102<3,\"AMARILLO\", IF(AR102<9,\"VERDE\", \"AZUL\")))","v":"ROJO"},{"$f":"IF(AR102<1.4,\"Déficit\", IF(AR102<3,\"Equilibrio\", IF(AR102<9,\"Disponibilidad\", \"Abundante\")))","v":"Déficit"},null,null,null,null,null,null,null,null,null,null,null,null,null,null,null,null,null,null,{"$f":"SUM(AN102:AO102)","v":0}]
[null,null,null,null,null,null,null,null,null,null,null,null,null,null,null,null,null,null,null,{"$f":"IF(T104=0,\"\",T104/(SUM($T104:$Y104)))","v":0.54611382649784501},0.36991968468989528,"","","",8.3966488812259696E-2,0.99999999999999989,null,null,null,null,null,{"$f":"IF(T103=0,\"\",T103)","v":0.54611382649784501},0.36991968468989528,"","","",8.3966488812259696E-2,0.99999999999999989]
[2,"A2","A2",null,null,null,null,{"$f":"C9","v":79.760999999999996},{"$f":"S102","v":61.677886725000008},{"$f":"J9","v":14},{"$f":"I9","v":11.294296930000002},{"$f":"SUM(H104:K104)","v":166.733183655},{"$f":"H9","v":56.266456040000001},{"$f":"L9","v":10.827},{"$f":"K9","v":0},{"$f":"SUM(M104:O104)","v":67.093456040000007},{"$f":"+P104","v":67.093456040000007},{"$f":"M9","v":-20.399999999999999},{"$f":"L104-Q104-R104","v":120.039727615},{"$f":"K104+H104","v":91.055296929999997},{"$f":"S102","v":61.677886725000008},null,null,null,{"$f":"+J104","v":14},166.733183655,{"$f":"+Q104","v":67.093456040000007},{"$f":"(AA118+R118)*X117","v":120.03983472392444},{"$f":"(R104+AA104+AB104)*T103","v":91.055355423664579},{"$f":"IF(Y104>0,(AA104+R104+AB104)*Y103,\"\")","v":14.000008993560305},{"$f":"SUM(AA104:AC104)","v":278.18864618758903},{"$f":"IF(AF103=\"\",\"\",$AE104*AF103)","v":151.92266605775939},102.90745628202177,"","","",23.358523847807867,278.18864618758903,{"$f":"+T104","v":91.055296929999997},{"$f":"IF(D104=\"MAR\",IF((AM104-AB104)<0,0,AM104-AB104),IF(D104=\"Cerrada\",IF((AM104-AB104)<0,0,AM104-AB104),IF((AM104-AC104)<0,0,AM104-AC104)))","v":0},{"$f":"IF(Y104=0,\"\",IF(Y104-AD104<0,0,Y104-AD104))","v":0},{"$f":"+AB104","v":120.03983472392444},{"$f":"S104-AP104","v":-1.0710892443910325E-4},{"$f":"(I104+T104+Y104)/(AA104+R104+AB104)","v":0.99999935760324787},{"$f":"IF(AR104<1.4,\"1\", IF(AR104<3,\"2\", IF(AR104<9,\"3\", \"4\")))","v":"1"},{"$f":"IF(AR104<1.4,\"ROJO\", IF(AR104<3,\"AMARILLO\", IF(AR104<9,\"VERDE\", \"AZUL\")))","v":"ROJO"},{"$f":"IF(AR104<1.4,\"Déficit\", IF(AR104<3,\"Equilibrio\", IF(AR104<9,\"Disponibilidad\", \"Abundante\")))","v":"Déficit"},null,null,null,null,null,null,null,null,null,null,null,null,null,null,null,null,null,null,{"$f":"SUM(AN104:AO104)","v":0}]
[null,null,null,null,null,null,null,null,null,null,null,null,null,null,null,null,null,null,null,{"$f":"IF(T106=0,\"\",T106/(SUM($T106:$Y106)))","v":1},"","","","","",1,null,null,null,null,null,{"$f":"IF(T105=0,\"\",T105)","v":1},"","","","","",1]
[3,"BNL","BNL",null,null,null,null,{"$f":"C10","v":132.488},null,{"$f":"J10","v":0},{"$f":"I10","v":24.938226},{"$f":"SUM(H106:K106)","v":157.42622599999999},{"$f":"H10","v":24.942167999999999},{"$f":"L10","v":0},{"$f":"K10","v":0},{"$f":"SUM(M106:O106)","v":24.942167999999999},{"$f":"+P106","v":24.942167999999999},{"$f":"M10","v":0},{"$f":"L106-Q106-R106","v":132.48405799999998},{"$f":"K106+H106","v":157.42622599999999},null,null,null,null,0,157.42622599999999,{"$f":"+Q106","v":24.942167999999999},{"$f":"(R110+AA110+AB110)*V109","v":132.48414453614384},{"$f":"(R106+AA106+AB106)*T105","v":157.42631253614385},{"$f":"IF(Y106>0,(AA106+R106+AB106)*Y105,\"\")","v":""},{"$f":"SUM(AA106:AC106)","v":314.85262507228771},{"$f":"IF(AF105=\"\",\"\",$AE106*AF105)","v":314.85262507228771},"","","","","",314.85262507228771,{"$f":"+T106","v":157.42622599999999},0,{"$f":"IF(Y106=0,\"\",IF(Y106-AD106<0,0,Y106-AD106))","v":""},{"$f":"+AB106","v":132.48414453614384},{"$f":"S106-AP106","v":-8.6536143868443105E-5},{"$f":"(I106+T106+Y106)/(AA106+R106+AB106)","v":0.99999945030698822},{"$f":"IF(AR106<1.4,\"1\", IF(AR106<3,\"2\", IF(AR106<9,\"3\", \"4\")))","v":"1"},{"$f":"IF(AR106<1.4,\"ROJO\", IF(AR106<3,\"AMARILLO\", IF(AR106<9,\"VERDE\", \"AZUL\")))","v":"ROJO"},{"$f":"IF(AR106<1.4,\"Déficit\", IF(AR106<3,\"Equilibrio\", IF(AR106<9,\"Disponibilidad\", \"Abundante\")))","v":"Déficit"},null,null,null,null,null,null,null,null,null,null,null,null,null,null,null,null,null,null,0]
[null,null,null,null,null,null,null,null,null,null,null,null,null,null,null,null,null,null,null,{"$f":"IF(T108=0,\"\",T108/(SUM($T108:$Y108)))","v":1},"","","","","",1,null,null,null,null,null,{"$f":"IF(T107=0,\"\",T107)","v":1},"","","","","",1]
[4,"B1","B1",null,null,null,null,{"$f":"C11","v":119.015},null,{"$f":"J11","v":0},{"$f":"I11","v":2.6450933000000001},{"$f":"SUM(H108:K108)","v":121.6600933},{"$f":"H11","v":13.2207244},{"$f":"L11","v":0},{"$f":"K11","v":0},{"$f":"SUM(M108:O108)","v":13.2207244},{"$f":"+P108","v":13.2207244},{"$f":"M11","v":0},{"$f":"L108-Q108-R108","v":108.43936890000001},{"$f":"K108+H108","v":121.6600933},null,null,null,null,0,121.6600933,{"$f":"+Q108","v":13.2207244},{"$f":"(R110+AA110+AB110)*U109","v":108.43943973059631},{"$f":"(R108+AA108+AB108)*T107","v":121.6601641305963},{"$f":"IF(Y108>0,(AA108+R108+AB108)*Y107,\"\")","v":""},{"$f":"SUM(AA108:AC108)","v":243.3203282611926},{"$f":"IF(AF107=\"\",\"\",$AE108*AF107)","v":243.3203282611926},"","","","","",243.3203282611926,{"$f":"+T108","v":121.6600933},0,{"$f":"IF(Y108=0,\"\",IF(Y108-AD108<0,0,Y108-AD108))","v":""},{"$f":"+AB108","v":108.43943973059631},{"$f":"S108-AP108","v":-7.0830596300197612E-5},{"$f":"(I108+T108+Y108)/(AA108+R108+AB108)","v":0.99999941779959933},{"$f":"IF(AR108<1.4,\"1\", IF(AR108<3,\"2\", IF(AR108<9,\"3\", \"4\")))","v":"1"},{"$f":"IF(AR108<1.4,\"ROJO\", IF(AR108<3,\"AMARILLO\", IF(AR108<9,\"VERDE\", \"AZUL\")))","v":"ROJO"},{"$f":"IF(AR108<1.4,\"Déficit\", IF(AR108<3,\"Equilibrio\", IF(AR108<9,\"Disponibilidad\", \"Abundante\")))","v":"Déficit"},null,null,null,null,null,null,null,null,null,null,null,null,null,null,null,null,null,null,0]
[null,null,null,null,null,null,null,null,null,null,null,null,null,null,null,null,null,null,null,{"$f":"IF(T110=0,\"\",T110/(SUM($T110:$Y110)))","v":0.52503840664767276},0.21377968966149055,0.26118190369083666,"","","",1,null,null,null,null,null,{"$f":"IF(T109=0,\"\",T109)","v":0.52503840664767276},0.21377968966149055,0.26118190369083666,"","","",1]
[5,"B2","B2",null,null,null,null,{"$f":"C12","v":249.99799999999999},{"$f":"S106+S108","v":240.92342689999998},{"$f":"J12","v":0},{"$f":"I12","v":16.326801739999997},{"$f":"SUM(H110:K110)","v":507.24822863999998},{"$f":"H12","v":81.523130459999905},{"$f":"L12","v":2.66},{"$f":"K12","v":14},{"$f":"SUM(M110:O110)","v":98.183130459999902},{"$f":"+P110","v":98.183130459999902},{"$f":"M12","v":1.5},{"$f":"L110-Q110-R110","v":407.56509818000006},{"$f":"K110+H110","v":266.32480174},{"$f":"S108","v":108.43936890000001},{"$f":"S106","v":132.48405799999998},null,null,0,507.24822863999998,{"$f":"+Q110","v":98.183130459999902},{"$f":"(R112+AA112+AB112)*U111","v":407.56542950519008},{"$f":"(R110+AA110+AB110)*T109","v":266.32497569844986},{"$f":"IF(Y110>0,(AA110+R110+AB110)*Y109,\"\")","v":""},{"$f":"SUM(AA110:AC110)","v":772.07353566363986},{"$f":"IF(AF109=\"\",\"\",$AE110*AF109)","v":405.36825897967265},165.05364085002267,201.65163583394454,"","","",772.07353566363986,{"$f":"+T110","v":266.32480174},0,{"$f":"IF(Y110=0,\"\",IF(Y110-AD110<0,0,Y110-AD110))","v":""},{"$f":"+AB110","v":407.56542950519008},{"$f":"S110-AP110","v":-3.3132519001810579E-4},{"$f":"(I110+T110+Y110)/(AA110+R110+AB110)","v":0.99999934681886526},{"$f":"IF(AR110<1.4,\"1\", IF(AR110<3,\"2\", IF(AR110<9,\"3\", \"4\")))","v":"1"},{"$f":"IF(AR110<1.4,\"ROJO\", IF(AR110<3,\"AMARILLO\", IF(AR110<9,\"VERDE\", \"AZUL\")))","v":"ROJO"},{"$f":"IF(AR110<1.4,\"Déficit\", IF(AR110<3,\"Equilibrio\", IF(AR110<9,\"Disponibilidad\", \"Abundante\")))","v":"Déficit"},null,null,null,null,null,null,null,null,null,null,null,null,null,null,null,null,null,null,0]
[null,null,null,null,null,null,null,null,null,null,null,null,null,null,null,null,null,null,null,{"$f":"IF(T112=0,\"\",T112/(SUM($T112:$Y112)))","v":0.23884075450053216},0.76115924549946801,"","","","",1.0000000000000002,null,null,null,null,null,{"$f":"IF(T111=0,\"\",T111)","v":0.23884075450053216},0.76115924549946801,"","","","",1.0000000000000002]
[6,"B3","B3",null,null,null,null,{"$f":"C13","v":118.041},{"$f":"S110","v":407.56509818000006},{"$f":"J13","v":0},{"$f":"I13","v":9.8470288625000002},{"$f":"SUM(H112:K112)","v":535.45312704250011},{"$f":"H13","v":47.612155829999999},{"$f":"L13","v":0},{"$f":"K13","v":0},{"$f":"SUM(M112:O112)","v":47.612155829999999},{"$f":"+P112","v":47.612155829999999},{"$f":"M13","v":0},{"$f":"L112-Q112-R112","v":487.84097121250011},{"$f":"K112+H112","v":127.88802886249999},{"$f":"S110","v":407.56509818000006},null,null,null,0,535.4531270425,{"$f":"+Q112","v":47.612155829999999},{"$f":"(AA118+R118)*W117","v":487.84140650273912},{"$f":"(R112+AA112+AB112)*T111","v":127.88813282754914},{"$f":"IF(Y112>0,(AA112+R112+AB112)*Y111,\"\")","v":""},{"$f":"SUM(AA112:AC112)","v":663.34169516028828},{"$f":"IF(AF111=\"\",\"\",$AE112*AF111)","v":158.43303096374527},504.90866419654316,"","","","",663.3416951602884,{"$f":"+T112","v":127.88802886249999},0,{"$f":"IF(Y112=0,\"\",IF(Y112-AD112<0,0,Y112-AD112))","v":""},{"$f":"+AB112","v":487.84140650273912},{"$f":"S112-AP112","v":-4.3529023901101027E-4},{"$f":"(I112+T112+Y112)/(AA112+R112+AB112)","v":0.99999918706257696},{"$f":"IF(AR112<1.4,\"1\", IF(AR112<3,\"2\", IF(AR112<9,\"3\", \"4\")))","v":"1"},{"$f":"IF(AR112<1.4,\"ROJO\", IF(AR112<3,\"AMARILLO\", IF(AR112<9,\"VERDE\", \"AZUL\")))","v":"ROJO"},{"$f":"IF(AR112<1.4,\"Déficit\", IF(AR112<3,\"Equilibrio\", IF(AR112<9,\"Disponibilidad\", \"Abundante\")))","v":"Déficit"},null,null,null,null,null,null,null,null,null,null,null,null,null,null,null,null,null,null,0]
[null,null,null,null,null,null,null,null,null,null,null,null,null,null,null,null,null,null,null,{"$f":"IF(T114=0,\"\",T114/(SUM($T114:$Y114)))","v":1},"","","","","",1,null,null,null,null,null,{"$f":"IF(T113=0,\"\",T113)","v":1},"","","","","",1]
[7,"C","C",null,null,null,null,{"$f":"C14","v":206.339},null,{"$f":"J14","v":0},{"$f":"I14","v":11.484139010000002},{"$f":"SUM(H114:K114)","v":217.82313901000001},{"$f":"H14","v":57.294976579999997},{"$f":"L14","v":0},{"$f":"K14","v":0},{"$f":"SUM(M114:O114)","v":57.294976579999997},{"$f":"+P114","v":57.294976579999997},{"$f":"M14","v":0},{"$f":"L114-Q114-R114","v":160.52816243000001},{"$f":"K114+H114","v":217.82313901000001},null,null,null,null,0,217.82313901000001,{"$f":"+Q114","v":57.294976579999997},{"$f":"(AA118+R118)*V117","v":160.52830566590333},{"$f":"(R114+AA114+AB114)*T113","v":217.82328224590333},{"$f":"IF(Y114>0,(AA114+R114+AB114)*Y113,\"\")","v":""},{"$f":"SUM(AA114:AC114)","v":435.64656449180666},{"$f":"IF(AF113=\"\",\"\",$AE114*AF113)","v":435.64656449180666},"","","","","",435.64656449180666,{"$f":"+T114","v":217.82313901000001},0,{"$f":"IF(Y114=0,\"\",IF(Y114-AD114<0,0,Y114-AD114))","v":""},{"$f":"+AB114","v":160.52830566590333},{"$f":"S114-AP114","v":-1.4323590332310232E-4},{"$f":"(I114+T114+Y114)/(AA114+R114+AB114)","v":0.99999934242151778},{"$f":"IF(AR114<1.4,\"1\", IF(AR114<3,\"2\", IF(AR114<9,\"3\", \"4\")))","v":"1"},{"$f":"IF(AR114<1.4,\"ROJO\", IF(AR114<3,\"AMARILLO\", IF(AR114<9,\"VERDE\", \"AZUL\")))","v":"ROJO"},{"$f":"IF(AR114<1.4,\"Déficit\", IF(AR114<3,\"Equilibrio\", IF(AR114<9,\"Disponibilidad\", \"Abundante\")))","v":"Déficit"},null,null,null,null,null,null,null,null,null,null,null,null,null,null,null,null,null,null,0]
[null,null,null,null,null,null,null,null,null,null,null,null,null,null,null,null,null,null,null,{"$f":"IF(T116=0,\"\",T116/(SUM($T116:$Y116)))","v":1},"","","","","",1,null,null,null,null,null,{"$f":"IF(T115=0,\"\",T115)","v":1},"","","","","",1]
[8,"D","D",null,null,null,null,{"$f":"C15","v":34.69111136835533},null,{"$f":"J15","v":0},{"$f":"I15","v":1.5971557500000007},{"$f":"SUM(H116:K116)","v":36.288267118355328},{"$f":"H15","v":7.8801399999999999},{"$f":"L15","v":3.552},{"$f":"K15","v":0},{"$f":"SUM(M116:O116)","v":11.43214},{"$f":"+P116","v":11.43214},{"$f":"M15","v":0.5},{"$f":"L116-Q116-R116","v":24.356127118355328},{"$f":"K116+H116","v":36.288267118355328},null,null,null,null,0,36.288267118355328,{"$f":"+Q116","v":11.43214},{"$f":"(AA118+R118)*U117","v":24.35614885081533},{"$f":"(R116+AA116+AB116)*T115","v":36.288288850815334},{"$f":"IF(Y116>0,(AA116+R116+AB116)*Y115,\"\")","v":""},{"$f":"SUM(AA116:AC116)","v":72.076577701630669},{"$f":"IF(AF115=\"\",\"\",$AE116*AF115)","v":72.076577701630669},"","","","","",72.076577701630669,{"$f":"+T116","v":36.288267118355328},0,{"$f":"IF(Y116=0,\"\",IF(Y116-AD116<0,0,Y116-AD116))","v":""},{"$f":"+AB116","v":24.35614885081533},{"$f":"S116-AP116","v":-2.1732460002255038E-5},{"$f":"(I116+T116+Y116)/(AA116+R116+AB116)","v":0.99999940111642915},{"$f":"IF(AR116<1.4,\"1\", IF(AR116<3,\"2\", IF(AR116<9,\"3\", \"4\")))","v":"1"},{"$f":"IF(AR116<1.4,\"ROJO\", IF(AR116<3,\"AMARILLO\", IF(AR116<9,\"VERDE\", \"AZUL\")))","v":"ROJO"},{"$f":"IF(AR116<1.4,\"Déficit\", IF(AR116<3,\"Equilibrio\", IF(AR116<9,\"Disponibilidad\", \"Abundante\")))","v":"Déficit"},null,null,null,null,null,null,null,null,null,null,null,null,null,null,null,null,null,null,0]
[null,null,null,null,null,null,null,null,null,null,null,null,null,null,null,null,null,null,null,{"$f":"IF(T118=0,\"\",T118/(SUM($T118:$Y118)))","v":0.29294560257029889},2.1722839726652107E-2,0.14317249729957635,0.43509754971499909,0.10706151068847358,"",1,null,null,null,null,null,{"$f":"IF(T117=0,\"\",T117)","v":0.29294560257029889},2.1722839726652107E-2,0.14317249729957635,0.43509754971499909,0.10706151068847358,"",1]
[9,"E","E",null,null,null,null,{"$f":"C16","v":283.77300000000002},{"$f":"S104+S112+S114+S116","v":792.76498837585541},{"$f":"J16","v":0},{"$f":"I16","v":44.684072129999876},{"$f":"SUM(H118:K118)","v":1121.2220605058553},{"$f":"H16","v":83.511451439999803},{"$f":"L16","v":414.60399999999998},{"$f":"K16","v":577.63760950871995},{"$f":"SUM(M118:O118)","v":1075.7530609487198},{"$f":"+P118","v":1075.7530609487198},{"$f":"M16","v":45.47},{"$f":"L118-Q118-R118","v":-1.0004428645231656E-3},{"$f":"K118+H118","v":328.45707212999991},{"$f":"S116","v":24.356127118355328},{"$f":"S114","v":160.52816243000001},{"$f":"S112","v":487.84097121250011},{"$f":"S104","v":120.039727615},0,1121.2220605058553,{"$f":"+Q118","v":1075.7530609487198},{"$f":"(AA118+R118)*T117","v":328.45736520533768},{"$f":"(R118+AA118+AB118)*T117","v":424.67750597406808},{"$f":"IF(Y118>0,(AA118+R118+AB118)*Y117,\"\")","v":""},{"$f":"SUM(AA118:AC118)","v":1828.8879321281256},{"$f":"IF(AF117=\"\",\"\",$AE118*AF117)","v":535.76467731082164},39.728639427627471,261.84645252384183,795.74465797227901,195.80350489355567,"",1828.8879321281256,{"$f":"+T118","v":328.45707212999991},0,{"$f":"IF(Y118=0,\"\",IF(Y118-AD118<0,0,Y118-AD118))","v":""},null,{"$f":"S118-AP118","v":-1.0004428645231656E-3},{"$f":"(I118+T118+Y118)/(AA118+R118+AC118)","v":0.72528730792674345},{"$f":"IF(AR118<1.4,\"1\", IF(AR118<3,\"2\", IF(AR118<9,\"3\", \"4\")))","v":"1"},{"$f":"IF(AR118<1.4,\"ROJO\", IF(AR118<3,\"AMARILLO\", IF(AR118<9,\"VERDE\", \"AZUL\")))","v":"ROJO"},{"$f":"IF(AR118<1.4,\"Déficit\", IF(AR118<3,\"Equilibrio\", IF(AR118<9,\"Disponibilidad\", \"Abundante\")))","v":"Déficit"},null,null,null,null,null,null,null,null,null,null,null,null,null,null,null,null,null,null,0]
[null,null,null,null,null,null,null,null,null,null,null,null,null,null,null,null,null,null,null,{"$f":"IF(T120=0,\"\",T120/(SUM($T120:$Y120)))","v":0.21714918401736963},"","","","",0.7828508159826304,1,null,null,null,null,null,{"$f":"IF(T119=0,\"\",T119)","v":0.21714918401736963},"","","","",0.7828508159826304,1]
[10,"F1","F1",null,null,null,null,{"$f":"C17","v":16.297000000000001},null,{"$f":"J17","v":220.93746225000001},{"$f":"I17","v":44.987204687499997},{"$f":"SUM(H120:K120)","v":282.2216669375},{"$f":"H17","v":220.93746225000001},{"$f":"L17","v":1.6759999999999999},{"$f":"K17","v":0},{"$f":"SUM(M120:O120)","v":222.61346225},{"$f":"+P120","v":222.61346225},{"$f":"M17","v":0},{"$f":"L120-Q120-R120","v":59.608204687500006},{"$f":"K120+H120","v":61.284204687499994},null,null,null,null,{"$f":"J120","v":220.93746225000001},282.2216669375,{"$f":"+Q120","v":222.61346225},{"$f":"(R122+AA122+AB122)*U121","v":5.9258417835277131},{"$f":"(R120+AA120+AB120)*T119","v":49.627123386778095},{"$f":"IF(Y120>0,(AA120+R120+AB120)*Y119,\"\")","v":178.91218064674962},{"$f":"SUM(AA120:AC120)","v":278.16642742030581},{"$f":"IF(AF119=\"\",\"\",$AE120*AF119)","v":60.403612735346279},"","","","",217.76281468495955,278.16642742030581,{"$f":"+T120","v":61.284204687499994},11.657081300721899,{"$f":"IF(Y120=0,\"\",IF(Y120-AD120<0,0,Y120-AD120))","v":42.025281603250392},{"$f":"+AB120","v":5.9258417835277131},{"$f":"S120-AP120","v":53.68236290397229},{"$f":"(I120+T120+Y120)/(AA120+R120+AB120)","v":1.2348933507564057},{"$f":"IF(AR120<1.4,\"1\", IF(AR120<3,\"2\", IF(AR120<9,\"3\", \"4\")))","v":"1"},{"$f":"IF(AR120<1.4,\"ROJO\", IF(AR120<3,\"AMARILLO\", IF(AR120<9,\"VERDE\", \"AZUL\")))","v":"ROJO"},{"$f":"IF(AR120<1.4,\"Déficit\", IF(AR120<3,\"Equilibrio\", IF(AR120<9,\"Disponibilidad\", \"Abundante\")))","v":"Déficit"},null,null,null,null,null,null,null,null,null,null,null,null,null,null,null,null,null,null,53.68236290397229]
[null,null,null,null,null,null,null,null,null,null,null,null,null,null,null,null,null,null,null,{"$f":"IF(T122=0,\"\",T122/(SUM($T122:$Y122)))","v":0.4708978358639761},9.6152564630104354E-2,"","","",0.43294959950591955,1,null,null,null,null,null,{"$f":"IF(T121=0,\"\",T121)","v":0.4708978358639761},9.6152564630104354E-2,"","","",0.43294959950591955,1]
[11,"F2","F2",null,null,null,null,{"$f":"C18","v":284.27999999999997},{"$f":"S120","v":59.608204687500006},{"$f":"J18","v":268.39999999999998},{"$f":"I18","v":7.645386442500004},{"$f":"SUM(H122:K122)","v":619.93359112999997},{"$f":"H18","v":36.4243277200001},{"$f":"L18","v":1.5509999999999999},{"$f":"K18","v":0},{"$f":"SUM(M122:O122)","v":37.975327720000102},{"$f":"+P122","v":37.975327720000102},{"$f":"M18","v":1.5},{"$f":"L122-Q122-R122","v":580.45826340999986},{"$f":"K122+H122","v":291.92538644249998},{"$f":"S120","v":59.608204687500006},null,null,null,{"$f":"J122","v":268.39999999999998},619.93359112999997,{"$f":"+Q122","v":37.975327720000102},{"$f":"(AA126+R126)*V125","v":22.154248218241641},{"$f":"(R122+AA122+AB122)*T121","v":29.02123393453261},{"$f":"IF(Y122>0,(AA122+R122+AB122)*Y121,\"\")","v":26.682500220181417},{"$f":"SUM(AA122:AC122)","v":89.150809872774346},{"$f":"IF(AF121=\"\",\"\",$AE122*AF121)","v":41.980923434610233},8.5720790081180809,"","","",38.597807430046032,89.150809872774346,{"$f":"+T122","v":291.92538644249998},262.90415250796735,{"$f":"IF(Y122=0,\"\",IF(Y122-AD122<0,0,Y122-AD122))","v":241.71749977981855},{"$f":"+AB122","v":22.154248218241641},{"$f":"S122-AP122","v":558.30401519175825},{"$f":"(I122+T122+Y122)/(AA122+R122+AB122)","v":10.059027369443982},{"$f":"IF(AR122<1.4,\"1\", IF(AR122<3,\"2\", IF(AR122<9,\"3\", \"4\")))","v":"4"},{"$f":"IF(AR122<1.4,\"ROJO\", IF(AR122<3,\"AMARILLO\", IF(AR122<9,\"VERDE\", \"AZUL\")))","v":"AZUL"},{"$f":"IF(AR122<1.4,\"Déficit\", IF(AR122<3,\"Equilibrio\", IF(AR122<9,\"Disponibilidad\", \"Abundante\")))","v":"Abundante"},null,null,null,null,null,null,null,null,null,null,null,null,null,null,null,null,null,null,{"$f":"SUM(AN122:AO122)","v":504.62165228778588}]
[null,null,null,null,null,null,null,null,null,null,null,null,null,null,null,null,null,null,null,{"$f":"IF(T124=0,\"\",T124/(SUM($T124:$Y124)))","v":1},"","","","","",1,null,null,null,null,null,{"$f":"IF(T123=0,\"\",T123)","v":1},"","","","","",1]
[12,"G","G",null,null,null,null,{"$f":"C19","v":91.710999999999999},null,{"$f":"J19","v":0},{"$f":"I19","v":1.2083059949999986},{"$f":"SUM(H124:K124)","v":92.919305995000002},{"$f":"H19","v":6.1081648599999996},{"$f":"L19","v":7.4870000000000001},{"$f":"K19","v":0},{"$f":"SUM(M124:O124)","v":13.595164860000001},{"$f":"+P124","v":13.595164860000001},{"$f":"M19","v":-0.4},{"$f":"L124-Q124-R124","v":79.724141135000011},{"$f":"K124+H124","v":92.919305995000002},null,null,null,null,0,92.919305995000002,{"$f":"+Q124","v":13.595164860000001},{"$f":"(AA126+R126)*U125","v":3.0428172411827039},{"$f":"(R124+AA124+AB124)*T123","v":16.237982101182705},{"$f":"IF(Y124>0,(AA124+R124+AB124)*Y123,\"\")","v":""},{"$f":"SUM(AA124:AC124)","v":32.87596420236541},{"$f":"IF(AF123=\"\",\"\",$AE124*AF123)","v":32.87596420236541},"","","","","",32.87596420236541,{"$f":"+T124","v":92.919305995000002},{"$f":"IF(D124=\"MAR\",IF((AM124-AB124)<0,0,AM124-AB124),IF(D124=\"Cerrada\",IF((AM124-AB124)<0,0,AM124-AB124),IF((AM124-AC124)<0,0,AM124-AC124)))","v":76.681323893817293},{"$f":"IF(Y124=0,\"\",IF(Y124-AD124<0,0,Y124-AD124))","v":""},{"$f":"+AB124","v":3.0428172411827039},{"$f":"S124-AP124","v":76.681323893817307},{"$f":"(I124+T124+Y124)/(AA124+R124+AB124)","v":5.7223431714604587},{"$f":"IF(AR124<1.4,\"1\", IF(AR124<3,\"2\", IF(AR124<9,\"3\", \"4\")))","v":"3"},{"$f":"IF(AR124<1.4,\"ROJO\", IF(AR124<3,\"AMARILLO\", IF(AR124<9,\"VERDE\", \"AZUL\")))","v":"VERDE"},{"$f":"IF(AR124<1.4,\"Déficit\", IF(AR124<3,\"Equilibrio\", IF(AR124<9,\"Disponibilidad\", \"Abundante\")))","v":"Disponibilidad"},null,null,null,null,null,null,null,null,null,null,null,null,null,null,null,null,null,null,{"$f":"SUM(AN124:AO124)","v":76.681323893817293}]
[null,null,null,null,null,null,null,null,null,null,null,null,null,null,null,null,null,null,null,{"$f":"IF(T126=0,\"\",T126/(SUM($T126:$Y126)))","v":0.12708257009092799},{"$f":"IF(U126=0,\"\",U126/(SUM($T126:$Y126)))","v":0.10541418841545135},{"$f":"IF(V126=0,\"\",V126/(SUM($T126:$Y126)))","v":0.7675032414936207},null,{"$f":"IF(X126=0,\"\",X126/(SUM($T126:$Y126)))","v":""},{"$f":"IF(Y126=0,\"\",Y126/(SUM($T126:$Y126)))","v":""},1,null,null,null,null,null,{"$f":"IF(T125=0,\"\",T125)","v":0.12708257009092799},0.10541418841545135,0.7675032414936207,"","","",1]
[13,"H","H",null,null,null,null,{"$f":"C20","v":89.766000000000005},{"$f":"S122+S124","v":660.18240454499983},{"$f":"J20","v":0},{"$f":"I20","v":6.3458128975000063},{"$f":"SUM(H126:K126)","v":756.29421744249976},{"$f":"H20","v":28.865348079999972},{"$f":"L20","v":0},{"$f":"K20","v":0},{"$f":"SUM(M126:O126)","v":28.865348079999972},{"$f":"+P126","v":28.865348079999972},{"$f":"M20","v":0},{"$f":"L126-Q126-R126","v":727.42886936249977},{"$f":"K126+H126","v":96.111812897500016},{"$f":"S124","v":79.724141135000011},{"$f":"S122","v":580.45826340999986},null,null,0,756.29421744249987,{"$f":"+Q126","v":28.865348079999972},{"$f":"(AA126+R126)*T125","v":3.66828262057563},{"$f":"(R126+AA126+AB126)*T125","v":4.1344574038182653},{"$f":"IF(Y126>0,(AA126+R126+AB126)*Y125,\"\")","v":""},{"$f":"SUM(AA126:AC126)","v":36.668088104393867},{"$f":"IF(AF125=\"\",\"\",$AE126*AF125)","v":4.6598748766269562},3.8653367482709453,28.142876479495968,"","","",36.668088104393867,{"$f":"+T126","v":96.111812897500016},{"$f":"AM126-AB126","v":92.443530276924392},{"$f":"IF(Y126=0,\"\",IF(Y126-AD126<0,0,Y126-AD126))","v":""},null,{"$f":"S126-AP126","v":727.42886936249977},{"$f":"(I126+T126+Y126)/(AA126+R126+AC126)","v":22.918141678542799},{"$f":"IF(AR126<1.4,\"1\", IF(AR126<3,\"2\", IF(AR126<9,\"3\", \"4\")))","v":"4"},{"$f":"IF(AR126<1.4,\"ROJO\", IF(AR126<3,\"AMARILLO\", IF(AR126<9,\"VERDE\", \"AZUL\")))","v":"AZUL"},{"$f":"IF(AR126<1.4,\"Déficit\", IF(AR126<3,\"Equilibrio\", IF(AR126<9,\"Disponibilidad\", \"Abundante\")))","v":"Abundante"},null,null,null,null,null,null,null,null,null,null,null,null,null,null,null,null,null,null,{"$f":"SUM(AN126:AO126)","v":92.443530276924392}]
[]
[]
[null,null,null,null,null,null,null,null,null,null,null,null,null,null,null,null,null,null,null,null,null,null,null,null,null,null,null,null,null,null,null,null,null,null,null,null,"     COMPROBACION",null,null,"SDxx =",{"$f":"SUM(AN103:AO126)","v":727.4288693625},"Mm3"]
[]
[null,null,null,null,null,null,null,null,null,null,null,null,null,null,null,null,null,null,null,null,null,null,null,null,null,null,null,null,null,null,null,null,null,null,null,null,null,null,null,"Ab =",{"$f":"S126","v":727.42886936249977},"Mm3"]
[]
["No LINEA","CUENCA O REGION","CONEXION",null,null,null,null,"OFERTA  POTENCIAL",null,null,null,null,"DEMANDA CONSUNTIVA",null,null,null,null,null,null,null,"OFERTA REAL",null,null,null,null,null,null,null,"EXTRACC Y VOLS RESERV PARA A ABAJO",null,null,null,null,null,null,null,null,null,null,null,"POR CUENCA PROPIA",null,null,"A LA SAL. DEL C PRINCIPAL",null,"DISPONIBILIDAD RELATIVA"]
[null,"HIDROLOGICA","DE ","HACIA",null,null,null,"Cp","Cp A Arriba","Im","R","TOTAL","Uc","Ev","Ex","TOTAL","TOTAL ACUM.","Dv","Ab","Ab","Cp","Ar1","Ar2","Ar3","Arn","Ar4","Im","TOTAL","Uc","Re1","Re2","RImp","TOTAL","para Cp","para Ar1","para Ar2","para Ar3","para Ar4","para Im","TOTAL","RESERVADO","DISPONIBLE","DImp","RESERVADO","DISPONIBLE","INDICE","CLAVE","COLOR"]
["Cuenca Río San Fernando"]
[null,null,null,null,null,null,null,null,null,null,null,null,null,null,null,null,null,null,null,null,{"$f":"IF(U137=0,\"\",U137/(SUM($U137:$AA137)))","v":1},{"$f":"IF(V137=0,\"\",V137/(SUM($U137:$AA137)))","v":""},{"$f":"IF(W137=0,\"\",W137/(SUM($U137:$AA137)))","v":""},{"$f":"IF(X137=0,\"\",X137/(SUM($U137:$AA137)))","v":""},{"$f":"IF(Y137=0,\"\",Y137/(SUM($U137:$AA137)))","v":""},null,{"$f":"IF(AA137=0,\"\",AA137/(SUM($U137:$AA137)))","v":""},{"$f":"SUM(U136:AA136)","v":1},null,null,null,null,null,{"$f":"IF(U136=0,\"\",U136)","v":1},{"$f":"IF(V136=0,\"\",V136)","v":""},{"$f":"IF(W136=0,\"\",W136)","v":""},{"$f":"IF(X136=0,\"\",X136)","v":""},{"$f":"IF(Y136=0,\"\",Y136)","v":""},{"$f":"IF(AA136=0,\"\",AA136)","v":""},{"$f":"SUM(AH136:AM136)","v":1}]
[1,1,1,2,null,null,null,{"$f":"C35","v":93.688000000000002},null,{"$f":"J35","v":0},{"$f":"I35","v":0.85593900000000001},{"$f":"SUM(H137:K137)","v":94.543939000000009},{"$f":"H35","v":5.5975200000000003},{"$f":"L35","v":0},{"$f":"K35","v":0},{"$f":"SUM(M137:O137)","v":5.5975200000000003},{"$f":"+P137","v":5.5975200000000003},{"$f":"M35","v":0},{"$f":"L137-Q137-R137","v":88.946419000000006},{"$f":"IF(S137<0,0,S137)","v":88.946419000000006},{"$f":"K137+H137","v":94.543939000000009},null,null,null,null,null,{"$f":"J137","v":0},{"$f":"SUM(U137:AA137)","v":94.543939000000009},{"$f":"+Q137","v":5.5975200000000003},{"$f":"(AC139+R139+AD139)*V138","v":87.450653385992226},{"$f":"(AC137+R137+AD137)*U136","v":93.048173385992229},{"$f":"IF(AA137>0,(AC137+R137+AD137)*AA136,\"\")","v":""},{"$f":"SUM(AC137:AE137)","v":186.09634677198446},{"$f":"IF(AH136=\"\",\"\",$AG137*AH136)","v":186.09634677198446},"","","","","",186.09634677198446,{"$f":"+U137","v":94.543939000000009},{"$f":"IF((AO137-AE137)<0,0,AO137-AE137)","v":1.4957656140077802},{"$f":"IF(AA137=0,\"\",IF(AA137-AF137<0,0,AA137-AF137))","v":""},{"$f":"+AD137","v":87.450653385992226},{"$f":"IF(T137-AR137<0,0,T137-AR137)","v":1.4957656140077802},{"$f":"(I137+U137+AA137)/(AC137+R137+AD137)","v":1.0160751743916874},{"$f":"IF(AT137<1.41,\"1\", IF(AT137<3.1,\"2\", IF(AT137<9.1,\"3\", \"4\")))","v":"1"},{"$f":"IF(AT137<1.41,\"ROJO\", IF(AT137<3.1,\"AMARILLO\", IF(AT137<9.1,\"VERDE\", \"AZUL\")))","v":"ROJO"},{"$f":"IF(AT137<1.41,\"Déficit\", IF(AT137<3.1,\"Equilibrio\", IF(AT137<9.1,\"Disponibilidad\", \"Abundante\")))","v":"Déficit"},null,null,null,null,null,null,null,null,null,null,null,null,null,null,null,null,{"$f":"SUM(AP137:AQ137)","v":1.4957656140077802}]
[null,null,null,null,null,null,null,null,null,null,null,null,null,null,null,null,null,null,null,null,{"$f":"IF(U139=0,\"\",U139/(SUM($U139:$AA139)))","v":0.41143386000858928},{"$f":"IF(V139=0,\"\",V139/(SUM($U139:$AA139)))","v":0.58856613999141083},{"$f":"IF(W139=0,\"\",W139/(SUM($U139:$AA139)))","v":""},{"$f":"IF(X139=0,\"\",X139/(SUM($U139:$AA139)))","v":""},{"$f":"IF(Y139=0,\"\",Y139/(SUM($U139:$AA139)))","v":""},null,{"$f":"IF(AA139=0,\"\",AA139/(SUM($U139:$AA139)))","v":""},1,null,null,null,null,null,{"$f":"IF(U138=0,\"\",U138)","v":0.41143386000858928},{"$f":"IF(V138=0,\"\",V138)","v":0.58856613999141083},{"$f":"IF(W138=0,\"\",W138)","v":""},{"$f":"IF(X138=0,\"\",X138)","v":""},{"$f":"IF(Y138=0,\"\",Y138)","v":""},{"$f":"IF(AA138=0,\"\",AA138)","v":""},1]
[2,2,2,7,null,null,null,{"$f":"C36","v":58.067},{"$f":"T137","v":88.946419000000006},{"$f":"J36","v":0},{"$f":"I36","v":4.1104954699999992},{"$f":"SUM(H139:K139)","v":151.12391446999999},{"$f":"H36","v":20.773933600000003},{"$f":"L36","v":0},{"$f":"K36","v":71.241573052184293},{"$f":"SUM(M139:O139)","v":92.0155066521843},{"$f":"+P139","v":92.0155066521843},{"$f":"M36","v":0},{"$f":"L139-Q139-R139","v":59.108407817815689},{"$f":"IF(S139<0,0,S139)","v":59.108407817815689},{"$f":"K139+H139","v":62.177495469999997},{"$f":"T137","v":88.946419000000006},null,null,null,null,{"$f":"J139","v":0},151.12391446999999,{"$f":"+Q139","v":92.0155066521843},{"$f":"(AC149+R149+AD149)*V148","v":56.567035638251276},{"$f":"(AC139+R139+AD139)*U138","v":61.131888904443372},{"$f":"IF(AA139>0,(AC139+R139+AD139)*AA138,\"\")","v":""},{"$f":"SUM(AC139:AE139)","v":209.71443119487896},{"$f":"IF(AH138=\"\",\"\",$AG139*AH138)","v":86.283617926014756},123.43081326886423,"","","","",209.71443119487898,{"$f":"+U139","v":62.177495469999997},{"$f":"IF((AO139-AE139)<0,0,AO139-AE139)","v":1.0456065655566249},{"$f":"IF(AA139=0,\"\",IF(AA139-AF139<0,0,AA139-AF139))","v":""},{"$f":"+AD139","v":56.567035638251276},{"$f":"IF(T139-AR139<0,0,T139-AR139)","v":2.5413721795644122},{"$f":"(I139+U139+AA139)/(AC139+R139+AD139)","v":1.0171041102163723},{"$f":"IF(AT139<1.41,\"1\", IF(AT139<3.1,\"2\", IF(AT139<9.1,\"3\", \"4\")))","v":"1"},{"$f":"IF(AT139<1.41,\"ROJO\", IF(AT139<3.1,\"AMARILLO\", IF(AT139<9.1,\"VERDE\", \"AZUL\")))","v":"ROJO"},{"$f":"IF(AT139<1.41,\"Déficit\", IF(AT139<3.1,\"Equilibrio\", IF(AT139<9.1,\"Disponibilidad\", \"Abundante\")))","v":"Déficit"},null,null,null,null,null,null,null,null,null,null,null,null,null,null,null,null,{"$f":"SUM(AP139:AQ139)","v":1.0456065655566249}]
[null,null,null,null,null,null,null,null,null,null,null,null,null,null,null,null,null,null,null,null,{"$f":"IF(U141=0,\"\",U141/(SUM($U141:$AA141)))","v":1},{"$f":"IF(V141=0,\"\",V141/(SUM($U141:$AA141)))","v":""},{"$f":"IF(W141=0,\"\",W141/(SUM($U141:$AA141)))","v":""},{"$f":"IF(X141=0,\"\",X141/(SUM($U141:$AA141)))","v":""},{"$f":"IF(Y141=0,\"\",Y141/(SUM($U141:$AA141)))","v":""},null,{"$f":"IF(AA141=0,\"\",AA141/(SUM($U141:$AA141)))","v":""},1,null,null,null,null,null,{"$f":"IF(U140=0,\"\",U140)","v":1},{"$f":"IF(V140=0,\"\",V140)","v":""},{"$f":"IF(W140=0,\"\",W140)","v":""},{"$f":"IF(X140=0,\"\",X140)","v":""},{"$f":"IF(Y140=0,\"\",Y140)","v":""},{"$f":"IF(AA140=0,\"\",AA140)","v":""},1]
[3,3,3,5,null,null,null,{"$f":"C37","v":88.426000000000002},null,{"$f":"J37","v":0},{"$f":"I37","v":0.79160000000000008},{"$f":"SUM(H141:K141)","v":89.217600000000004},{"$f":"H37","v":4.6400000000000006},{"$f":"L37","v":0},{"$f":"K37","v":0},{"$f":"SUM(M141:O141)","v":4.6400000000000006},{"$f":"+P141","v":4.6400000000000006},{"$f":"M37","v":0},{"$f":"L141-Q141-R141","v":84.577600000000004},{"$f":"IF(S141<0,0,S141)","v":84.577600000000004},{"$f":"K141+H141","v":89.217600000000004},null,null,null,null,null,{"$f":"J141","v":0},89.217600000000004,{"$f":"+Q141","v":4.6400000000000006},{"$f":"(AC145+R145+AD145)*V144","v":83.223386446420207},{"$f":"(AC141+R141+AD141)*U140","v":87.863386446420208},{"$f":"IF(AA141>0,(AC141+R141+AD141)*AA140,\"\")","v":""},{"$f":"SUM(AC141:AE141)","v":175.72677289284042},{"$f":"IF(AH140=\"\",\"\",$AG141*AH140)","v":175.72677289284042},"","","","","",175.72677289284042,{"$f":"+U141","v":89.217600000000004},{"$f":"IF((AO141-AE141)<0,0,AO141-AE141)","v":1.3542135535797968},{"$f":"IF(AA141=0,\"\",IF(AA141-AF141<0,0,AA141-AF141))","v":""},{"$f":"+AD141","v":83.223386446420207},{"$f":"IF(T141-AR141<0,0,T141-AR141)","v":1.3542135535797968},{"$f":"(I141+U141+AA141)/(AC141+R141+AD141)","v":1.0154127174964467},{"$f":"IF(AT141<1.41,\"1\", IF(AT141<3.1,\"2\", IF(AT141<9.1,\"3\", \"4\")))","v":"1"},{"$f":"IF(AT141<1.41,\"ROJO\", IF(AT141<3.1,\"AMARILLO\", IF(AT141<9.1,\"VERDE\", \"AZUL\")))","v":"ROJO"},{"$f":"IF(AT141<1.41,\"Déficit\", IF(AT141<3.1,\"Equilibrio\", IF(AT141<9.1,\"Disponibilidad\", \"Abundante\")))","v":"Déficit"},null,null,null,null,null,null,null,null,null,null,null,null,null,null,null,null,1.3542135535797968]
[null,null,null,null,null,null,null,null,null,null,null,null,null,null,null,null,null,null,null,null,{"$f":"IF(U143=0,\"\",U143/(SUM($U143:$AA143)))","v":1},{"$f":"IF(V143=0,\"\",V143/(SUM($U143:$AA143)))","v":""},{"$f":"IF(W143=0,\"\",W143/(SUM($U143:$AA143)))","v":""},{"$f":"IF(X143=0,\"\",X143/(SUM($U143:$AA143)))","v":""},{"$f":"IF(Y143=0,\"\",Y143/(SUM($U143:$AA143)))","v":""},null,{"$f":"IF(AA143=0,\"\",AA143/(SUM($U143:$AA143)))","v":""},1,null,null,null,null,null,{"$f":"IF(U142=0,\"\",U142)","v":1},{"$f":"IF(V142=0,\"\",V142)","v":""},{"$f":"IF(W142=0,\"\",W142)","v":""},{"$f":"IF(X142=0,\"\",X142)","v":""},{"$f":"IF(Y142=0,\"\",Y142)","v":""},{"$f":"IF(AA142=0,\"\",AA142)","v":""},1]
[4,4,4,5,null,null,null,{"$f":"C38","v":110.999},null,{"$f":"J38","v":0},{"$f":"I38","v":0.25129557999999996},{"$f":"SUM(H143:K143)","v":111.25029558},{"$f":"H38","v":1.2562899000000001},{"$f":"L38","v":0},{"$f":"K38","v":0},{"$f":"SUM(M143:O143)","v":1.2562899000000001},{"$f":"+P143","v":1.2562899000000001},{"$f":"M38","v":0},{"$f":"L143-Q143-R143","v":109.99400568},{"$f":"IF(S143<0,0,S143)","v":109.99400568},{"$f":"K143+H143","v":111.25029558},null,null,null,null,null,{"$f":"J143","v":0},111.25029558,{"$f":"+Q143","v":1.2562899000000001},{"$f":"(AC145+R145+AD145)*W144","v":108.23283755387219},{"$f":"(AC143+R143+AD143)*U142","v":109.48912745387219},{"$f":"IF(AA143>0,(AC143+R143+AD143)*AA142,\"\")","v":""},{"$f":"SUM(AC143:AE143)","v":218.97825490774437},{"$f":"IF(AH142=\"\",\"\",$AG143*AH142)","v":218.97825490774437},"","","","","",218.97825490774437,{"$f":"+U143","v":111.25029558},{"$f":"IF((AO143-AE143)<0,0,AO143-AE143)","v":1.7611681261278136},{"$f":"IF(AA143=0,\"\",IF(AA143-AF143<0,0,AA143-AF143))","v":""},{"$f":"+AD143","v":108.23283755387219},{"$f":"IF(T143-AR143<0,0,T143-AR143)","v":1.7611681261278136},{"$f":"(I143+U143+AA143)/(AC143+R143+AD143)","v":1.0160853243338686},{"$f":"IF(AT143<1.41,\"1\", IF(AT143<3.1,\"2\", IF(AT143<9.1,\"3\", \"4\")))","v":"1"},{"$f":"IF(AT143<1.41,\"ROJO\", IF(AT143<3.1,\"AMARILLO\", IF(AT143<9.1,\"VERDE\", \"AZUL\")))","v":"ROJO"},{"$f":"IF(AT143<1.41,\"Déficit\", IF(AT143<3.1,\"Equilibrio\", IF(AT143<9.1,\"Disponibilidad\", \"Abundante\")))","v":"Déficit"},null,null,null,null,null,null,null,null,null,null,null,null,null,null,null,null,1.7611681261278136]
[null,null,null,null,null,null,null,null,null,null,null,null,null,null,null,null,null,null,null,null,{"$f":"IF(U145=0,\"\",U145/(SUM($U145:$AA145)))","v":0.2799862616191951},{"$f":"IF(V145=0,\"\",V145/(SUM($U145:$AA145)))","v":0.3129800658551895},{"$f":"IF(W145=0,\"\",W145/(SUM($U145:$AA145)))","v":0.4070336725256154},{"$f":"IF(X145=0,\"\",X145/(SUM($U145:$AA145)))","v":""},{"$f":"IF(Y145=0,\"\",Y145/(SUM($U145:$AA145)))","v":""},null,{"$f":"IF(AA145=0,\"\",AA145/(SUM($U145:$AA145)))","v":""},1,null,null,null,null,null,{"$f":"IF(U144=0,\"\",U144)","v":0.2799862616191951},{"$f":"IF(V144=0,\"\",V144)","v":0.3129800658551895},{"$f":"IF(W144=0,\"\",W144)","v":0.4070336725256154},{"$f":"IF(X144=0,\"\",X144)","v":""},{"$f":"IF(Y144=0,\"\",Y144)","v":""},{"$f":"IF(AA144=0,\"\",AA144)","v":""},1]
[5,5,5,7,null,null,null,{"$f":"C39","v":71.834000000000003},{"$f":"T141+T143","v":194.57160568},{"$f":"J39","v":0},{"$f":"I39","v":3.8275792000000006},{"$f":"SUM(H145:K145)","v":270.23318488000001},{"$f":"H39","v":28.329896000000002},{"$f":"L39","v":3.1E-2},{"$f":"K39","v":141.23672875},{"$f":"SUM(M145:O145)","v":169.59762474999999},{"$f":"+P145","v":169.59762474999999},{"$f":"M39","v":0},{"$f":"L145-Q145-R145","v":100.63556013000002},{"$f":"IF(S145<0,0,S145)","v":100.63556013000002},{"$f":"K145+H145","v":75.661579200000006},{"$f":"T141","v":84.577600000000004},{"$f":"T143","v":109.99400568},null,null,null,{"$f":"J145","v":0},270.23318488000001,{"$f":"+Q145","v":169.59762474999999},{"$f":"(AC149+R149+AD149)*W148","v":96.308723691137615},{"$f":"(AC145+R145+AD145)*U144","v":74.450124440845201},{"$f":"IF(AA145>0,(AC145+R145+AD145)*AA144,\"\")","v":""},{"$f":"SUM(AC145:AE145)","v":340.35647288198277},{"$f":"IF(AH144=\"\",\"\",$AG145*AH144)","v":95.295136460121313},106.52479129684299,138.53654512501848,"","","",340.35647288198277,{"$f":"+U145","v":75.661579200000006},{"$f":"IF((AO145-AE145)<0,0,AO145-AE145)","v":1.2114547591548046},{"$f":"IF(AA145=0,\"\",IF(AA145-AF145<0,0,AA145-AF145))","v":""},{"$f":"+AD145","v":96.308723691137615},{"$f":"IF(T145-AR145<0,0,T145-AR145)","v":4.3268364388624008},{"$f":"(I145+U145+AA145)/(AC145+R145+AD145)","v":1.0162720313532501},{"$f":"IF(AT145<1.41,\"1\", IF(AT145<3.1,\"2\", IF(AT145<9.1,\"3\", \"4\")))","v":"1"},{"$f":"IF(AT145<1.41,\"ROJO\", IF(AT145<3.1,\"AMARILLO\", IF(AT145<9.1,\"VERDE\", \"AZUL\")))","v":"ROJO"},{"$f":"IF(AT145<1.41,\"Déficit\", IF(AT145<3.1,\"Equilibrio\", IF(AT145<9.1,\"Disponibilidad\", \"Abundante\")))","v":"Déficit"},null,null,null,null,null,null,null,null,null,null,null,null,null,null,null,null,1.2114547591548046]
[null,null,null,null,null,null,null,null,null,null,null,null,null,null,null,null,null,null,null,null,{"$f":"IF(U147=0,\"\",U147/(SUM($U147:$AA147)))","v":1},{"$f":"IF(V147=0,\"\",V147/(SUM($U147:$AA147)))","v":""},{"$f":"IF(W147=0,\"\",W147/(SUM($U147:$AA147)))","v":""},{"$f":"IF(X147=0,\"\",X147/(SUM($U147:$AA147)))","v":""},{"$f":"IF(Y147=0,\"\",Y147/(SUM($U147:$AA147)))","v":""},null,{"$f":"IF(AA147=0,\"\",AA147/(SUM($U147:$AA147)))","v":""},1,null,null,null,null,null,{"$f":"IF(U146=0,\"\",U146)","v":1},{"$f":"IF(V146=0,\"\",V146)","v":""},{"$f":"IF(W146=0,\"\",W146)","v":""},{"$f":"IF(X146=0,\"\",X146)","v":""},{"$f":"IF(Y146=0,\"\",Y146)","v":""},{"$f":"IF(AA146=0,\"\",AA146)","v":""},1]
[6,6,6,7,null,null,null,{"$f":"C40","v":57.268999999999998},null,{"$f":"J40","v":0},{"$f":"I40","v":3.3466661475000001},{"$f":"SUM(H147:K147)","v":60.615666147500001},{"$f":"H40","v":16.712032730000001},{"$f":"L40","v":0},{"$f":"K40","v":0},{"$f":"SUM(M147:O147)","v":16.712032730000001},{"$f":"+P147","v":16.712032730000001},{"$f":"M40","v":0},{"$f":"L147-Q147-R147","v":43.903633417500004},{"$f":"IF(S147<0,0,S147)","v":43.903633417500004},{"$f":"K147+H147","v":60.615666147500001},null,null,null,null,null,{"$f":"J147","v":0},60.615666147500001,{"$f":"+Q147","v":16.712032730000001},{"$f":"(AC149+R149+AD149)*X148","v":42.015992104390577},{"$f":"(AC147+R147+AD147)*U146","v":58.728024834390581},{"$f":"IF(AA147>0,(AC147+R147+AD147)*AA146,\"\")","v":""},{"$f":"SUM(AC147:AE147)","v":117.45604966878116},{"$f":"IF(AH146=\"\",\"\",$AG147*AH146)","v":117.45604966878116},"","","","","",117.45604966878116,{"$f":"+U147","v":60.615666147500001},{"$f":"IF((AO147-AE147)<0,0,AO147-AE147)","v":1.8876413131094196},{"$f":"IF(AA147=0,\"\",IF(AA147-AF147<0,0,AA147-AF147))","v":""},{"$f":"+AD147","v":42.015992104390577},{"$f":"IF(T147-AR147<0,0,T147-AR147)","v":1.8876413131094267},{"$f":"(I147+U147+AA147)/(AC147+R147+AD147)","v":1.0321420875030696},{"$f":"IF(AT147<1.41,\"1\", IF(AT147<3.1,\"2\", IF(AT147<9.1,\"3\", \"4\")))","v":"1"},{"$f":"IF(AT147<1.41,\"ROJO\", IF(AT147<3.1,\"AMARILLO\", IF(AT147<9.1,\"VERDE\", \"AZUL\")))","v":"ROJO"},{"$f":"IF(AT147<1.41,\"Déficit\", IF(AT147<3.1,\"Equilibrio\", IF(AT147<9.1,\"Disponibilidad\", \"Abundante\")))","v":"Déficit"},null,null,null,null,null,null,null,null,null,null,null,null,null,null,null,null,1.8876413131094196]
[null,null,null,null,null,null,null,null,null,null,null,null,null,null,null,null,null,null,null,null,{"$f":"IF(U149=0,\"\",U149/(SUM($U149:$AA149)))","v":0.31630366800354537},{"$f":"IF(V149=0,\"\",V149/(SUM($U149:$AA149)))","v":0.19844182472199728},{"$f":"IF(W149=0,\"\",W149/(SUM($U149:$AA149)))","v":0.33785894293871149},{"$f":"IF(X149=0,\"\",X149/(SUM($U149:$AA149)))","v":0.14739556433574588},{"$f":"IF(Y149=0,\"\",Y149/(SUM($U149:$AA149)))","v":""},null,{"$f":"IF(AA149=0,\"\",AA149/(SUM($U149:$AA149)))","v":""},1,null,null,null,null,null,{"$f":"IF(U148=0,\"\",U148)","v":0.31630366800354537},{"$f":"IF(V148=0,\"\",V148)","v":0.19844182472199728},{"$f":"IF(W148=0,\"\",W148)","v":0.33785894293871149},{"$f":"IF(X148=0,\"\",X148)","v":0.14739556433574588},{"$f":"IF(Y148=0,\"\",Y148)","v":""},{"$f":"IF(AA148=0,\"\",AA148)","v":""},1]
[7,7,7,10,null,null,null,{"$f":"C41","v":89.346999999999994},{"$f":"T139+T145+T147","v":203.64760136531569},{"$f":"J41","v":0},{"$f":"I41","v":4.8680488124999997},{"$f":"SUM(H149:K149)","v":297.86265017781568},{"$f":"H41","v":24.32833175},{"$f":"L41","v":0},{"$f":"K41","v":47.811875278034854},{"$f":"SUM(M149:O149)","v":72.140207028034851},{"$f":"+P149","v":72.140207028034851},{"$f":"M41","v":0},{"$f":"L149-Q149-R149","v":225.72244314978082},{"$f":"IF(S149<0,0,S149)","v":225.72244314978082},{"$f":"K149+H149","v":94.215048812499987},{"$f":"T139","v":59.108407817815689},{"$f":"T145","v":100.63556013000002},{"$f":"T147","v":43.903633417500004},null,null,{"$f":"J149","v":0},297.86265017781568,{"$f":"+Q149","v":72.140207028034851},{"$f":"(AC155+R155+AD155)*V154","v":212.91580733535665},{"$f":"(AC149+R149+AD149)*U148","v":90.16426292961205},{"$f":"IF(AA149>0,(AC149+R149+AD149)*AA148,\"\")","v":""},{"$f":"SUM(AC149:AE149)","v":375.22027729300356},{"$f":"IF(AH148=\"\",\"\",$AG149*AH148)","v":118.68355001708443},74.459396498717425,126.77152625538439,55.305804521817315,"","",375.22027729300356,{"$f":"+U149","v":94.215048812499987},{"$f":"IF((AO149-AE149)<0,0,AO149-AE149)","v":4.0507858828879364},{"$f":"IF(AA149=0,\"\",IF(AA149-AF149<0,0,AA149-AF149))","v":""},{"$f":"+AD149","v":212.91580733535665},{"$f":"IF(T149-AR149<0,0,T149-AR149)","v":12.806635814424169},{"$f":"(I149+U149+AA149)/(AC149+R149+AD149)","v":1.0449267342877326},{"$f":"IF(AT149<1.41,\"1\", IF(AT149<3.1,\"2\", IF(AT149<9.1,\"3\", \"4\")))","v":"1"},{"$f":"IF(AT149<1.41,\"ROJO\", IF(AT149<3.1,\"AMARILLO\", IF(AT149<9.1,\"VERDE\", \"AZUL\")))","v":"ROJO"},{"$f":"IF(AT149<1.41,\"Déficit\", IF(AT149<3.1,\"Equilibrio\", IF(AT149<9.1,\"Disponibilidad\", \"Abundante\")))","v":"Déficit"},null,null,null,null,null,null,null,null,null,null,null,null,null,null,null,null,4.0507858828879364]
[null,null,null,null,null,null,null,null,null,null,null,null,null,null,null,null,null,null,null,null,{"$f":"IF(U151=0,\"\",U151/(SUM($U151:$AA151)))","v":0.99299547850014636},"","","","","",7.0045214998536026E-3,1,null,null,null,null,null,{"$f":"IF(U150=0,\"\",U150)","v":0.99299547850014636},{"$f":"IF(V150=0,\"\",V150)","v":""},{"$f":"IF(W150=0,\"\",W150)","v":""},{"$f":"IF(X150=0,\"\",X150)","v":""},{"$f":"IF(Y150=0,\"\",Y150)","v":""},{"$f":"IF(AA150=0,\"\",AA150)","v":7.0045214998536026E-3},1]
[8,8,8,10,null,null,null,{"$f":"C42","v":289.524},null,{"$f":"J42","v":2.0437287500000001},{"$f":"I42","v":0.20505687749999998},{"$f":"SUM(H151:K151)","v":291.77278562750001},{"$f":"H42","v":0.95804436999999998},{"$f":"L42","v":0},{"$f":"K42","v":0},{"$f":"SUM(M151:O151)","v":0.95804436999999998},{"$f":"+P151","v":0.95804436999999998},{"$f":"M42","v":0},{"$f":"L151-Q151-R151","v":290.81474125750003},{"$f":"IF(S151<0,0,S151)","v":290.81474125750003},{"$f":"K151+H151","v":289.7290568775},null,null,null,null,null,{"$f":"J151","v":2.0437287500000001},291.77278562750001,{"$f":"+Q151","v":0.95804436999999998},{"$f":"(AC155+R155+AD155)*W154","v":274.31501518338763},{"$f":"(AC151+R151+AD151)*U150","v":273.3449034894154},{"$f":"IF(AA151>0,(AC151+R151+AD151)*AA150,\"\")","v":1.9281560639721846},{"$f":"SUM(AC151:AE151)","v":548.61796304280301},{"$f":"IF(AH150=\"\",\"\",$AG151*AH150)","v":544.77515672546383},"","","","",3.8428063173392029,548.61796304280301,{"$f":"+U151","v":289.7290568775},{"$f":"IF((AO151-AE151)<0,0,AO151-AE151)","v":16.384153388084599},{"$f":"IF(AA151=0,\"\",IF(AA151-AF151<0,0,AA151-AF151))","v":0.11557268602781545},{"$f":"+AD151","v":274.31501518338763},{"$f":"IF(T151-AR151<0,0,T151-AR151)","v":16.499726074112402},{"$f":"(I151+U151+AA151)/(AC151+R151+AD151)","v":1.0599394873616841},{"$f":"IF(AT151<1.41,\"1\", IF(AT151<3.1,\"2\", IF(AT151<9.1,\"3\", \"4\")))","v":"1"},{"$f":"IF(AT151<1.41,\"ROJO\", IF(AT151<3.1,\"AMARILLO\", IF(AT151<9.1,\"VERDE\", \"AZUL\")))","v":"ROJO"},{"$f":"IF(AT151<1.41,\"Déficit\", IF(AT151<3.1,\"Equilibrio\", IF(AT151<9.1,\"Disponibilidad\", \"Abundante\")))","v":"Déficit"},null,null,null,null,null,null,null,null,null,null,null,null,null,null,null,null,16.499726074112413]
[null,null,null,null,null,null,null,null,null,null,null,null,null,null,null,null,null,null,null,null,{"$f":"IF(U153=0,\"\",U153/(SUM($U153:$AA153)))","v":1},{"$f":"IF(V153=0,\"\",V153/(SUM($U153:$AA153)))","v":""},{"$f":"IF(W153=0,\"\",W153/(SUM($U153:$AA153)))","v":""},{"$f":"IF(X153=0,\"\",X153/(SUM($U153:$AA153)))","v":""},{"$f":"IF(Y153=0,\"\",Y153/(SUM($U153:$AA153)))","v":""},null,{"$f":"IF(AA153=0,\"\",AA153/(SUM($U153:$AA153)))","v":""},1,null,null,null,null,null,{"$f":"IF(U152=0,\"\",U152)","v":1},{"$f":"IF(V152=0,\"\",V152)","v":""},{"$f":"IF(W152=0,\"\",W152)","v":""},{"$f":"IF(X152=0,\"\",X152)","v":""},{"$f":"IF(Y152=0,\"\",Y152)","v":""},{"$f":"IF(AA152=0,\"\",AA152)","v":""},1]
[9,9,9,10,null,null,null,{"$f":"C43","v":50.082999999999998},null,{"$f":"J43","v":0},{"$f":"I43","v":0.37461281749999997},{"$f":"SUM(H153:K153)","v":50.457612817499999},{"$f":"H43","v":1.56291509},{"$f":"L43","v":0},{"$f":"K43","v":0},{"$f":"SUM(M153:O153)","v":1.56291509},{"$f":"+P153","v":1.56291509},{"$f":"M43","v":0},{"$f":"L153-Q153-R153","v":48.894697727500002},{"$f":"IF(S153<0,0,S153)","v":48.894697727500002},{"$f":"K153+H153","v":50.457612817499999},null,null,null,null,null,{"$f":"J153","v":0},50.457612817499999,{"$f":"+Q153","v":1.56291509},{"$f":"(AC155+R155+AD155)*X154","v":46.120597915737207},{"$f":"(AC153+R153+AD153)*U152","v":47.683513005737204},{"$f":"IF(AA153>0,(AC153+R153+AD153)*AA152,\"\")","v":""},{"$f":"SUM(AC153:AE153)","v":95.367026011474408},{"$f":"IF(AH152=\"\",\"\",$AG153*AH152)","v":95.367026011474408},"","","","","",95.367026011474408,{"$f":"+U153","v":50.457612817499999},{"$f":"IF((AO153-AE153)<0,0,AO153-AE153)","v":2.7740998117627953},{"$f":"IF(AA153=0,\"\",IF(AA153-AF153<0,0,AA153-AF153))","v":""},{"$f":"+AD153","v":46.120597915737207},{"$f":"IF(T153-AR153<0,0,T153-AR153)","v":2.7740998117627953},{"$f":"(I153+U153+AA153)/(AC153+R153+AD153)","v":1.0581773371317884},{"$f":"IF(AT153<1.41,\"1\", IF(AT153<3.1,\"2\", IF(AT153<9.1,\"3\", \"4\")))","v":"1"},{"$f":"IF(AT153<1.41,\"ROJO\", IF(AT153<3.1,\"AMARILLO\", IF(AT153<9.1,\"VERDE\", \"AZUL\")))","v":"ROJO"},{"$f":"IF(AT153<1.41,\"Déficit\", IF(AT153<3.1,\"Equilibrio\", IF(AT153<9.1,\"Disponibilidad\", \"Abundante\")))","v":"Déficit"},null,null,null,null,null,null,null,null,null,null,null,null,null,null,null,null,2.7740998117627953]
[null,null,null,null,null,null,null,null,null,null,null,null,null,null,null,null,null,null,null,null,{"$f":"IF(U155=0,\"\",U155/(SUM($U155:$AA155)))","v":0.4235937714108749},{"$f":"IF(V155=0,\"\",V155/(SUM($U155:$AA155)))","v":0.23010344176679234},{"$f":"IF(W155=0,\"\",W155/(SUM($U155:$AA155)))","v":0.29645910236522677},{"$f":"IF(X155=0,\"\",X155/(SUM($U155:$AA155)))","v":4.984368445710595E-2},{"$f":"IF(Y155=0,\"\",Y155/(SUM($U155:$AA155)))","v":""},null,{"$f":"IF(AA155=0,\"\",AA155/(SUM($U155:$AA155)))","v":""},1,null,null,null,null,null,{"$f":"IF(U154=0,\"\",U154)","v":0.4235937714108749},{"$f":"IF(V154=0,\"\",V154)","v":0.23010344176679234},{"$f":"IF(W154=0,\"\",W154)","v":0.29645910236522677},{"$f":"IF(X154=0,\"\",X154)","v":4.984368445710595E-2},{"$f":"IF(Y154=0,\"\",Y154)","v":""},{"$f":"IF(AA154=0,\"\",AA154)","v":""},1]
[10,10,10,12,null,null,null,{"$f":"C44","v":414.69600000000003},{"$f":"T149+T151+T153","v":565.43188213478084},{"$f":"J44","v":0},{"$f":"I44","v":0.83286063649999953},{"$f":"SUM(H155:K155)","v":980.96074277128082},{"$f":"H44","v":7.5925448400000004},{"$f":"L44","v":0},{"$f":"K44","v":575.86237236807301},{"$f":"SUM(M155:O155)","v":583.45491720807297},{"$f":"+P155","v":583.45491720807297},{"$f":"M44","v":0},{"$f":"L155-Q155-R155","v":397.50582556320785},{"$f":"IF(S155<0,0,S155)","v":397.50582556320785},{"$f":"K155+H155","v":415.52886063650004},{"$f":"T149","v":225.72244314978082},{"$f":"T151","v":290.81474125750003},{"$f":"T153","v":48.894697727500002},null,null,{"$f":"J155","v":0},980.96074277128093,{"$f":"+Q155","v":583.45491720807297},{"$f":"(AC159+R159+AD159)*V158","v":341.84983138905915},{"$f":"(AC155+R155+AD155)*U154","v":391.95332816265068},{"$f":"IF(AA155>0,(AC155+R155+AD155)*AA154,\"\")","v":""},{"$f":"SUM(AC155:AE155)","v":1317.2580767597829},{"$f":"IF(AH154=\"\",\"\",$AG155*AH154)","v":557.98231665611218},303.10561715753158,390.51314701955022,65.656995926588863,"","",1317.2580767597829,{"$f":"+U155","v":415.52886063650004},{"$f":"IF((AO155-AE155)<0,0,AO155-AE155)","v":23.575532473849364},{"$f":"IF(AA155=0,\"\",IF(AA155-AF155<0,0,AA155-AF155))","v":""},{"$f":"+AD155","v":341.84983138905915},{"$f":"IF(T155-AR155<0,0,T155-AR155)","v":55.655994174148702},{"$f":"(I155+U155+AA155)/(AC155+R155+AD155)","v":1.0601488258420044},{"$f":"IF(AT155<1.41,\"1\", IF(AT155<3.1,\"2\", IF(AT155<9.1,\"3\", \"4\")))","v":"1"},{"$f":"IF(AT155<1.41,\"ROJO\", IF(AT155<3.1,\"AMARILLO\", IF(AT155<9.1,\"VERDE\", \"AZUL\")))","v":"ROJO"},{"$f":"IF(AT155<1.41,\"Déficit\", IF(AT155<3.1,\"Equilibrio\", IF(AT155<9.1,\"Disponibilidad\", \"Abundante\")))","v":"Déficit"},null,null,null,null,null,null,null,null,null,null,null,null,null,null,null,null,23.575532473849364]
[null,null,null,null,null,null,null,null,null,null,null,null,null,null,null,null,null,null,null,null,{"$f":"IF(U157=0,\"\",U157/(SUM($U157:$AA157)))","v":1},{"$f":"IF(V157=0,\"\",V157/(SUM($U157:$AA157)))","v":""},{"$f":"IF(W157=0,\"\",W157/(SUM($U157:$AA157)))","v":""},{"$f":"IF(X157=0,\"\",X157/(SUM($U157:$AA157)))","v":""},{"$f":"IF(Y157=0,\"\",Y157/(SUM($U157:$AA157)))","v":""},null,{"$f":"IF(AA157=0,\"\",AA157/(SUM($U157:$AA157)))","v":""},1,null,null,null,null,null,null,{"$f":"IF(V156=0,\"\",V156)","v":""},{"$f":"IF(W156=0,\"\",W156)","v":""},{"$f":"IF(X156=0,\"\",X156)","v":""},{"$f":"IF(Y156=0,\"\",Y156)","v":""},{"$f":"IF(AA156=0,\"\",AA156)","v":""}]
[11,11,11,12,null,null,null,{"$f":"C45","v":169.23500000000001},null,{"$f":"J45","v":0},{"$f":"I45","v":4.3551762074999996},{"$f":"SUM(H157:K157)","v":173.59017620750001},{"$f":"H45","v":5.2538316099999998},{"$f":"L45","v":0},{"$f":"K45","v":0},{"$f":"SUM(M157:O157)","v":5.2538316099999998},{"$f":"+P157","v":5.2538316099999998},{"$f":"M45","v":0},{"$f":"L157-Q157-R157","v":168.33634459750002},{"$f":"IF(S157<0,0,S157)","v":168.33634459750002},{"$f":"K157+H157","v":173.59017620750001},null,null,null,null,null,{"$f":"J157","v":0},173.59017620750001,{"$f":"+Q157","v":5.2538316099999998},{"$f":"(AC159+R159+AD159)*W158","v":144.76706331478789},{"$f":"(AC157+R157+AD157)*U156","v":150.02089492478788},{"$f":"IF(AA157>0,(AC157+R157+AD157)*AA156,\"\")","v":""},{"$f":"SUM(AC157:AE157)","v":300.04178984957576},{"$f":"IF(AH156=\"\",\"\",$AG157*AH156)","v":""},"","","","","",{"$f":"SUM(AH157:AM157)","v":0},{"$f":"+U157","v":173.59017620750001},{"$f":"IF((AO157-AE157)<0,0,AO157-AE157)","v":23.569281282712126},{"$f":"IF(AA157=0,\"\",IF(AA157-AF157<0,0,AA157-AF157))","v":""},{"$f":"+AD157","v":144.76706331478789},{"$f":"IF(T157-AR157<0,0,T157-AR157)","v":23.569281282712126},{"$f":"(I157+U157+AA157)/(AC157+R157+AD157)","v":1.1571066570062021},{"$f":"IF(AT157<1.41,\"1\", IF(AT157<3.1,\"2\", IF(AT157<9.1,\"3\", \"4\")))","v":"1"},{"$f":"IF(AT157<1.41,\"ROJO\", IF(AT157<3.1,\"AMARILLO\", IF(AT157<9.1,\"VERDE\", \"AZUL\")))","v":"ROJO"},{"$f":"IF(AT157<1.41,\"Déficit\", IF(AT157<3.1,\"Equilibrio\", IF(AT157<9.1,\"Disponibilidad\", \"Abundante\")))","v":"Déficit"},null,null,null,null,null,null,null,null,null,null,null,null,null,null,null,null,23.569281282712126]
[null,null,null,null,null,null,null,null,null,null,null,null,null,null,null,null,null,null,null,null,{"$f":"IF(U159=0,\"\",U159/(SUM($U159:$AA159)))","v":0.13444721590716635},{"$f":"IF(V159=0,\"\",V159/(SUM($U159:$AA159)))","v":0.60805343283558355},{"$f":"IF(W159=0,\"\",W159/(SUM($U159:$AA159)))","v":0.2574993512572501},{"$f":"IF(X159=0,\"\",X159/(SUM($U159:$AA159)))","v":""},{"$f":"IF(Y159=0,\"\",Y159/(SUM($U159:$AA159)))","v":""},null,{"$f":"IF(AA159=0,\"\",AA159/(SUM($U159:$AA159)))","v":""},{"$f":"SUM(U158:AA158)","v":1},null,null,null,null,null,{"$f":"IF(U158=0,\"\",U158)","v":0.13444721590716635},{"$f":"IF(V158=0,\"\",V158)","v":0.60805343283558355},{"$f":"IF(W158=0,\"\",W158)","v":0.2574993512572501},{"$f":"IF(X158=0,\"\",X158)","v":""},{"$f":"IF(Y158=0,\"\",Y158)","v":""},{"$f":"IF(AA158=0,\"\",AA158)","v":""},{"$f":"SUM(AH158:AM158)","v":1}]
[12,12,12,"MAR",null,null,null,{"$f":"C46","v":84.796999999999997},{"$f":"T155+T157","v":565.84217016070784},{"$f":"J46","v":0},{"$f":"I46","v":3.0958539300000005},{"$f":"SUM(H159:K159)","v":653.73502409070784},{"$f":"H46","v":12.20360404},{"$f":"L46","v":0},{"$f":"K46","v":0},{"$f":"SUM(M159:O159)","v":12.20360404},{"$f":"+P159","v":12.20360404},{"$f":"M46","v":0},{"$f":"L159-Q159-R159","v":641.53142005070788},{"$f":"IF(S159<0,0,S159)","v":641.53142005070788},{"$f":"K159+H159","v":87.892853930000001},{"$f":"T155","v":397.50582556320785},{"$f":"T157","v":168.33634459750002},null,null,null,{"$f":"J159","v":0},{"$f":"SUM(U159:AA159)","v":653.73502409070784},{"$f":"+Q159","v":12.20360404},550,{"$f":"(AC159+R159+AD159)*U158","v":75.586709336152936},{"$f":"IF(AA159>0,(AC159+R159+AD159)*AA158,\"\")","v":""},{"$f":"SUM(AC159:AE159)","v":637.79031337615288},{"$f":"IF(AH158=\"\",\"\",$AG159*AH158)","v":85.749131965982912},387.81058947765234,164.2305919325176,"","","",{"$f":"SUM(AH159:AM159)","v":637.79031337615288},{"$f":"+U159","v":87.892853930000001},{"$f":"IF((AO159-AE159)<0,0,AO159-AE159)","v":12.306144593847065},{"$f":"IF(AA159=0,\"\",IF(AA159-AF159<0,0,AA159-AF159))","v":""},{"$f":"AD159","v":550},{"$f":"IF(T159-AR159<0,0,T159-AR159)","v":91.531420050707879},{"$f":"(I159+U159+AA159)/(AC159+R159+AD159)","v":1.1628083124920621},{"$f":"IF(AT159<1.41,\"1\", IF(AT159<3.1,\"2\", IF(AT159<9.1,\"3\", \"4\")))","v":"1"},{"$f":"IF(AT159<1.41,\"ROJO\", IF(AT159<3.1,\"AMARILLO\", IF(AT159<9.1,\"VERDE\", \"AZUL\")))","v":"ROJO"},{"$f":"IF(AT159<1.41,\"Déficit\", IF(AT159<3.1,\"Equilibrio\", IF(AT159<9.1,\"Disponibilidad\", \"Abundante\")))","v":"Déficit"},null,null,null,null,null,null,null,null,null,null,null,null,null,null,null,null,{"$f":"SUM(AP159:AQ159)","v":12.306144593847065}]
[]
[null,null,null,null,null,null,null,null,null,null,null,null,null,null,null,null,null,null,null,null,null,null,null,null,null,null,null,null,null,null,null,null,null,null,null,null,null,null,null,null,"SDxx =",{"$f":"SUM(AP136:AQ159)","v":91.531420050707936},"Mm3"]
[null,null,null,null,null,null,null,null,null,null,null,null,null,null,null,null,null,null,null,null,null,null,null,null,null,null,null,null,null,null,null,"Comprobación"]
[null,null,null,null,null,null,null,null,null,null,null,null,null,null,null,null,null,null,null,null,null,null,null,null,null,null,null,null,null,null,null,null,null,null,null,null,null,null,null,null,"Ab =",{"$f":"T159","v":641.53142005070788},"Mm3"]
[]
[]
[]
[]
[]
[]
[]
[]
[]
[]
[]
[]
[]
[]
[]
[]
[]
[]
[]
[]
[]
[]
[]
[]
[]
[]
[]
[]
[]
[]
[]
[]
[]
[]
[]
[]
[]
[]
[]
[]
[]
[]
[]
[]
[]
[]
[]
[]
[]
[]
[]
[]
[]
[]
[]
[]
[]
[]
[]
[]
[]
[]
[]
[]
[]
[]
[]
[]
[]
[]
[]
[]
[]
[]
[]
[]
[]
[]
[]
[]
[]
[]
[]
[]
[]
[]
[]
[]
[]
[]
[]
[]
[]
[]
[]
[]
[]
[]
[]
[]
[]
[]
[]
[]
[]
[]
[]
[]
[]
[]
[]
[]
[]
[]
[]
[]
[]
[]
[]
[]
[]
[]
[]
[]
[]
[]
[]
[]
[]
[]
[]
[]
[]
[]
[]
[]
[]
[]
[]
[]
[]
[]
[]
[]
[]
[]
[]
[]
[]
[]
[]
[]
[]
[]
[]
[]
[]
[]
[]
[]
[]
[]
[]
[]
[]
[]
[]
[]
[]
[]
[]
[]
[]
[]
[]
[]
[]
[]
[]
[]
[]
[]
[]
[]
[]
[]
[]
[]
[]
[]
[]
[]
[]
[]
[]
[]
[]
[]
[]
[]
[]
[]
[]
[]
[]
[]
[]
[]
[]
[]
[]
[]
[]
[]
[]
[]
[]
[]
[]
[]
[]
[]
[]
[]
[]
[]
[]
[]
[]
[]
[]
[]
[]
[]
[]
[]
[]
[]
[]
[]
[]
[]
[]
[]
[]
[]
[]
[]
[]
[]
[]
[]
[]
[]
[null,null,null,null,null,null,null,null,null,null,null,null,null,null,null,null,null,null,null,null,null,null,null,null,null,null,null,null,null,550]

{"sheet":"RH-26","index":25,"n_rows":33645,"n_cols":75,"rows_kept":33645,"cut":false,"hidden":false,"merged":[[265,0,265,16],[264,1,264,14],[1,1,1,14],[2,1,2,14],[3,1,3,14],[4,1,4,14],[228,1,228,14],[5,0,5,16],[229,0,229,16]]}
[]
[null,"GERENCIA DE AGUAS SUPERFICIALES E INGENIERÍA DE RÍOS"]
[null,"REGION HIDROLOGICA No 26"]
[null,"PANUCO"]
[]
[]
[]
["Cuenca","Nombre","Cp","Ar","Uc (a)","Uc(b)","Uc (c )","Uc","R","Im","Ex","Ev ","Δv","Ab","Rxy","Ab - Rxy","D"]
[1,"Arroyo Zarco",40.033769812221109,{"$f":"I97","v":0},28.035833,6.8440000000000003E-3,0,{"$f":"E9+F9+G9","v":28.042677000000001},5.8203478999999998,0,0,27.871703149374401,1.1224838687527565,{"$f":"C9+D9-H9+I9+J9-K9-L9-M9","v":-11.182746305906051},{"$f":"BE97","v":0},{"$f":"N9-O9","v":-11.182746305906051},{"$f":"P9","v":-11.182746305906051},null,1418300,"Dr"]
[2,"Río Ñadó",35.941659273272442,{"$f":"I99","v":0},14.357686500000003,0,0,{"$f":"E10+F10+G10","v":14.357686500000003},3.5840252465000018,0,21.859455751606557,1.3536427587587803,0.62354039131326877,{"$f":"C10+D10-H10+I10+J10-K10-L10-M10","v":1.3313591180938342},{"$f":"BE99","v":1.3274412394671782},3.9178786266560461E-3,{"$f":"P10","v":3.9178786266560461E-3}]
[3,"Río Galindo",43.821990289502722,{"$f":"I101","v":0},20.661385389999996,0,0,20.661385389999996,4.5015810395000004,0,21.135129599999974,6.1467164112199999,2.453863636363637,-2.0735237085808857,{"$f":"BE101","v":0},-2.0735237085808857,-2.0735237085808857]
[4,"Río San Juan 1",87.319378382225935,{"$f":"I103","v":1.3313591180938373},69.360096179999999,0,0,69.360096179999999,10.849942793999999,{"$f":"K11+K10","v":42.994585351606531},28.567117206140367,4.0177532760372543,-2.5000000000007182E-3,40.552798983748687,{"$f":"BE103","v":40.133468730861246},0.41933025288744119,0.41933025288744119,null,"ECUACIONES"]
[5,"Río Tecozautla",71.351453166341486,{"$f":"I105","v":0},35.291981310000004,0,0,35.291981310000004,6.9691769454999983,2.6844480000000002,0,0,0,45.71309680184148,{"$f":"BE105","v":45.162047766398928},0.55104903544255279,0.55104903544255279]
[6,"Río San Juan 2",13.868438057195636,{"$f":"I107","v":40.552798983748687},11.04415622,0,0,11.04415622,23.244815316999997,0,0,0,0,66.621896137944319,{"$f":"BE107","v":65.818801747614387},0.80309439032993168,0.80309439032993168,null,"Ab = Cp + Ar + R + Im - (Uc(a) +Uc(b) +Uc(c) + Ev + Ex + Av)"]
[7,"Río Grande de Tulancingo",49.040010420258888,{"$f":"I109","v":0},60.063361250000014,0.23181766000000001,0,60.295178910000011,19.175864375000003,0,0,0,0,7.9206958852588798,{"$f":"BE109","v":5.8406342803932736},2.0800616048656062,2.0800616048656062,null,"D = Ab - Rxy"]
[8,"Río Metztitlán 1",152.90662466797906,{"$f":"I111","v":7.9206958852588727},48.573718509999992,1.5651577999999999,0,50.138876309999993,22.506867776,0,0,0,0,133.19531201923795,{"$f":"BE111","v":85.049743558193185},48.145568461044761,48.145568461044761]
[9,"Río Metzquititlán",32.369763776326742,{"$f":"I113","v":0},0.85141328999999999,1.28424E-2,0,0.86425569000000002,0.40459764750000005,0,0,0,0,31.910105733826743,{"$f":"BE113","v":20.375689417543523},11.53441631628322,11.53441631628322,null,"SIMBOLOGIA"]
[10,"Río Metztitlán 2",56.794226774864569,{"$f":"I115","v":165.10541775306467},57.68622460000001,2.0531250000000001E-2,0,57.706755850000008,12.164101174500001,0,0,16.933220549027357,-1.3500000000000008,160.77376930340185,{"$f":"BE115","v":76.167697797392506},84.606071506009343,84.606071506009343]
[11,"Río Amajaque",92.027571474988648,{"$f":"I117","v":0},15.65387902,1.6172639999999999E-2,0,15.67005166,8.8132947675000022,0,0,0,0,85.170814582488646,{"$f":"BE117","v":40.350269166324018},44.820545416164627,44.820545416164627,null,"Cp.- Volumen medio anual de escurrimiento natural "]
[12,"Río Claro",497.60677592054759,{"$f":"I119","v":0},3.891210919999998,5.8074250000000008E-2,0,3.9492851699999982,2.7676502975000012,0,0,0,0,496.42514104804758,{"$f":"BE119","v":233.78605599116651},262.63908505688107,262.63908505688107,null,"Ar.- Volumen medio anual de escurrimiento desde la cuenca aguas arriba"]
[13,"Río Amajac",850.48608309319206,{"$f":"I121","v":245.94458388589049},5.6687934200000036,0.18722467540000001,0,5.8560180954000041,3.0757264650500034,0,0,0,0,1093.6503753487325,{"$f":"BE121","v":515.04282669135102},578.60754865738147,578.60754865738147,null,"Uc (a).- Volumen anual de extracción de agua superficial mediante títulos inscritos actualmente en el REPDA"]
[14,"Río Calabozo",1172.3661158196633,{"$f":"I139","v":0},8.1439402299999823,1.460117E-2,0,8.158541399999983,5.5154670550000215,0,0,0,0,{"$f":"C22+D22-H22+I22+J22-K22-L22-M22","v":1169.7230414746634},{"$f":"BE139","v":680.01771579077467},{"$f":"N22-O22","v":489.70532568388876},489.70532568388876,null,"Uc (b).- Volumen anual de extracción de agua superficial de títulos en proceso de inscripción en el REPDA"]
[15,"Río Los Hules",1006.3360613854276,{"$f":"I141","v":0},6.2450025900000004,0.42716617999999995,0,6.6721687700000007,4.2434926729999995,0,0,0,0,{"$f":"C23+D23-H23+I23+J23-K23-L23-M23","v":1003.9073852884276},{"$f":"BE141","v":583.62089383883665},{"$f":"N23-O23","v":420.28649144959093},420.28649144959093,null,"Uc (c).- Volumen anual correspondiente a las reservas y las zonas reglamentadas"]
[16,"Río Tempoal 1",248.20369091704211,{"$f":"I143","v":2173.6304267630912},394.29345662000009,4.4526669999999997E-2,0,394.33798329000007,7.7810324020000143,0,0,0,0,{"$f":"C24+D24-H24+I24+J24-K24-L24-M24","v":2035.2771667921331},{"$f":"BE143","v":1018.1171757762148},{"$f":"N24-O24","v":1017.1599910159183},1017.1599910159183,null,"R.- Volumen anual de retornos"]
[17,"Río San Pedro",389.22003053457775,{"$f":"I145","v":0},15.604487549999998,0.37466727000000005,0,15.979154819999998,8.6708907379999989,0,0,0,0,{"$f":"C25+D25-H25+I25+J25-K25-L25-M25","v":381.91176645257775},{"$f":"BE145","v":191.045689206671},{"$f":"N25-O25","v":190.86607724590675},190.86607724590675,null,"Im.- Volumen anual de importaciones"]
[18,"Río Tempoal 2",281.41934508778894,{"$f":"I147","v":2417.1889332447113},181.79351108,0.66890172000000003,0,182.46241280000001,7.1030413700000343,0,0,0,0,{"$f":"C26+D26-H26+I26+J26-K26-L26-M26","v":2523.2489069025},{"$f":"BE147","v":1171.029491019206},{"$f":"N26-O26","v":1352.219415883294},1352.219415883294,null,"Ex.- Volumen anual de exportaciones"]
[19,"Río Verde 1",34.36,{"$f":"I123","v":0},7.1659188000000009,1.5365E-2,0,7.181283800000001,1.8706312999999994,0,0,0,0,29.049347499999996,{"$f":"BE123","v":21.294284992365483},7.7550625076345128,7.7550625076345128,null,"Ev.- Volumen medio anual de evaporación en embalses"]
[20,"Río Verde 2",113.34405704435835,{"$f":"I125","v":29.049347499999996},67.146365689999996,0.3,0,67.446365689999993,13.584710788000001,0,0,0,0,88.531749642358363,{"$f":"BE125","v":46.89157048771591},41.640179154642453,41.640179154642453,null,"Av.- Volumen medio anual de variación de almacenamiento en embalses"]
[21,"Río Verde 3",92.585935086847456,{"$f":"I127","v":88.531749642358363},7.0798761899999993,0.63988100000000003,0,7.7197571899999993,2.0716779630000004,0,0,0,0,175.46960550220584,{"$f":"BE127","v":89.307997801655418},86.16160770055042,86.16160770055042,null,"Ab.- Volumen medio anual de escurrimiento de la cuenca hacia aguas abajo "]
[22,"Arroyo El Puerquito o San Bartolo",35.734767308174661,{"$f":"I129","v":0},36.502451909999998,0.04,0,36.542451909999997,1.0579980325,0,0,0,0,0.25031343067466372,{"$f":"BE129","v":0.24972665159150068},5.867790831630415E-4,5.867790831630415E-4,null,"Rxy.- Volumen anual actual comprometido aguas abajo y volumenes decretados para reservas medio ambiente"]
[23,"Arroyo Altamira",42.108945933163511,{"$f":"I131","v":0.25031343067466594},41.41244038,0,0,41.41244038,2.49425666,0,0,1.2104521853329753,0.6275206682373099,1.6031027902678923,{"$f":"BE131","v":1.4979581924000542},0.10514459786783803,0.10514459786783803,null,"D.- Disponibilidad media anual de agua superficial en la cuenca hidrológica "]
[24,"Río Santa María 1",90.747352748236423,{"$f":"I133","v":1.6031027902678896},13.916961959999997,0.21307199999999998,0,14.130033959999997,3.6283368950000012,0,63.072000000000003,0,0,18.776758473504316,{"$f":"BE133","v":12.481683949571341},6.2950745239329748,6.2950745239329748]
[25,"Río Santa María 2",122.43114264328182,{"$f":"I135","v":18.776758473504316},14.393710200000005,0.36,0,14.753710200000004,10.378827349999998,0,0,0,0,136.83301826678613,{"$f":"BE135","v":86.012225429505804},50.820792837280322,50.820792837280322]
[26,"Río Santa María 3",636.94619987906538,{"$f":"I137","v":136.83301826678613},34.490651499999998,0.1216328,157.48173650000001,192.09402080000001,14.711446890999994,0,0,0,0,596.39664423685156,{"$f":"BE137","v":303.54539203514554},292.85125220170602,292.85125220170602]
[27,"Río Tamasopo 1",308.94561386343906,{"$f":"I169","v":0},3.2949071999999999,1.554E-2,0,3.3104472,0.81115823999999992,0,0,0,0,306.44632490343906,{"$f":"BE169","v":160.07393056598013},146.37239433745893,146.37239433745893]
[28,"Río Tamasopo 2",345.77220995451006,{"$f":"I171","v":306.44632490343906},17.91798412,0,0,17.91798412,4.8698866899999995,0,0,0,0,639.1704374279492,{"$f":"BE171","v":325.31578251015577},313.85465491779343,313.85465491779343]
[29,"Río Gallinas",403.24794866041282,{"$f":"I173","v":0},12.551826949999999,0,0,12.551826949999999,2.8768177399999999,0,0,0,0,393.57293945041278,{"$f":"BE173","v":200.31509793749819},193.25784151291458,193.25784151291458]
[30,"Río El Salto",866.13666391203333,{"$f":"I175","v":0},436.33375684999999,0.21609500000000001,0,436.54985184999998,400.86935157350001,0,0,0,0,830.45616363553336,{"$f":"BE175","v":422.67364210493457},407.78252153059879,407.78252153059879]
[31,"Río Valles",272.10691787997075,{"$f":"I177","v":0},117.75068121999992,3.7244737699999999,0,121.47515498999992,56.182557611499995,0,0,0,0,206.81432050147083,{"$f":"BE177","v":105.26138032756921},101.55294017390162,101.55294017390162]
[32,"Río Tampaón 1",1680.4205816954723,{"$f":"I179","v":2841.8801107544232},111.09760875000001,1.0850928,0,112.18270155,70.394595850000002,0,0,0,0,4480.5125867498946,{"$f":"BE179","v":2225.3413359449391},2255.1712508049554,2255.1712508049554]
[33,"Río Choy",233.38908002618555,{"$f":"I181","v":0},39.260466880000003,0,0,39.260466880000003,13.889694826000001,0,0,0,0,208.01830797218557,{"$f":"BE181","v":93.671017407791993},114.34729056439357,114.34729056439357]
[34,"Río Coy 1",923.72461929143935,{"$f":"I183","v":0},8.6318188000000013,0,0,8.6318188000000013,2.70292266,0,0,0,0,917.79572315143935,{"$f":"BE183","v":474.9664830894975},442.82924006194185,442.82924006194185]
[35,"Río Coy 2",131.4179547002787,{"$f":"I185","v":917.79572315143935},42.61808722,1.2,0,43.818087220000002,9.2512595939999986,0,0,0,0,1014.646850225718,{"$f":"BE185","v":503.9458172421966},510.70103298352143,510.70103298352143]
[36,"Río Tampaón 2",79.892101896632184,{"$f":"I187","v":5495.1594369756131},469.66790626000011,2.2440000000000002,0,471.91190626000014,19.3573130005,0,0,0,0,5122.4969456127446,{"$f":"BE187","v":2306.6695678921274},2815.8273777206173,2815.8273777206173]
[37,"Río Victoria",43.569557051059313,{"$f":"I149","v":0},2.3252989600000005,0.102147,0,2.4274459600000005,0.75333997000000008,0,0,0,0,41.895451061059312,{"$f":"BE149","v":35.768697663178003},6.1267533978813091,6.1267533978813091]
[38,"Río Tolimán",28.760907197351042,{"$f":"I151","v":0},10.637408449999999,0,0,10.637408449999999,2.8259383499999995,0,0,0,0,20.949437097351044,{"$f":"BE151","v":17.885810100404921},3.0636269969461232,3.0636269969461232]
[39,"Río Extóraz",72.619819039057461,{"$f":"I153","v":62.844888158410356},7.1719800000000005,0.20303010000000002,0,7.3750101000000008,2.4003187379999997,0,79,0,0,{"$f":"C47+D47-H47+I47+J47-K47-L47-M47","v":51.49001583546783},{"$f":"BE153","v":31.328757400319567},20.161258435148262,20.161258435148262]
[40,"Embalse Zimapán",73.717025761254547,{"$f":"I155","v":1030.4387865361666},989.43276708999997,0,0,989.43276708999997,2.2189300814999999,0,47.304000000000002,36.996536205262508,-1.419549181113815,34.060988264772448,{"$f":"BE155","v":20.724181588368083},13.336806676404365,13.336806676404365]
[41,"Río Moctezuma 1",49.086238212027617,{"$f":"I157","v":85.551004100240135},131.9022932,0,158,289.90229320000003,986.24917958200001,0,0,0,0,830.98412869426772,{"$f":"BE157","v":392.09358920656251},438.89053948770521,438.89053948770521]
[42,"Río Moctezuma 2",807.91954036543405,{"$f":"I159","v":830.98412869426761},2.6494917000000018,0.15186160000000001,0,2.8013533000000019,1.9189444930000006,0,0,0,0,1638.0212602527017,{"$f":"BE159","v":771.40841266759082},866.6128475851109,866.6128475851109]
[43,"Río Tancuilín",384.71916263722761,{"$f":"I161","v":0},3.8038026899999995,0,0,3.8038026899999995,2.6143830674999999,0,0,0,0,383.52974301472761,{"$f":"BE161","v":180.61918819305023},202.91055482167738,202.91055482167738]
[44,"Río Huichihuayán",812.1791402483633,{"$f":"I163","v":0},6.4455926199999993,0,0,6.4455926199999993,3.6538436540000001,0,0,0,0,809.3873912823633,{"$f":"BE163","v":381.1722459853587},428.2151452970046,428.2151452970046]
[45,"Río Moctezuma 3",497.98907107527634,{"$f":"I165","v":4421.0139109465727},60.361603849999995,2.7797885,0,63.141392349999997,25.657480341000003,0,0,0,0,4881.5190700128487,{"$f":"BE165","v":2265.4930222381663},2616.0260477746824,2616.0260477746824]
[46,"Río Moctezuma 4",167.62593858442759,{"$f":"I167","v":7404.7679769153492},189.40906913000001,1.5911200000000001,0,191.00018913,39.002587287000026,0,0,0,0,7420.3963136567772,{"$f":"BE167","v":3341.4177773342872},4078.9785363224901,4078.9785363224901]
[47,"Río Jaumave-Chihue",146.24445528179285,{"$f":"I189","v":0},38.463316610000007,0.16800000000000001,0,38.631316610000006,8.0497159919999994,0,0,0,0,115.66285466379286,{"$f":"BE189","v":97.174880261301396},18.48797440249146,18.48797440249146]
[48,"Río Guayalejo 1",266.44765454743697,{"$f":"I191","v":115.66285466379284},0.17919864999999999,0,0,0.17919864999999999,3.7656237499999995E-2,0,0,0,0,381.96896679872981,{"$f":"BE191","v":320.88500409253476},61.083962706195052,61.083962706195052]
[49,"Río Guayalejo 2",122.88307272303012,{"$f":"I193","v":381.96896679872981},166.48515829999991,1.680682,0,168.1658402999999,25.51865222950001,0,0,0,0,362.20485145126003,{"$f":"BE193","v":277.38868476915422},84.816166682105802,84.816166682105802]
[50,"Río Sabinas",528.86348504230523,{"$f":"I195","v":0},20.709738660000006,0.28839999999999999,0,20.998138660000006,4.3126423720000018,0,0,0,0,512.17798875430526,{"$f":"BE195","v":392.24316874558843},119.93482000871683,119.93482000871683]
[51,"Río Comandante 1",248.04115748080923,{"$f":"I197","v":0},32.095546879999986,1.604255,0,33.699801879999988,6.8787149104999994,0,0,0,0,221.22007051130925,{"$f":"BE197","v":170.4472686596684},50.77280185164085,50.77280185164085]
[52,"Río Comandante 2",686.67308474151537,{"$f":"I199","v":221.22007051130925},17.40495628,0.71176368999999995,0,18.116719970000002,3.7185570159999997,0,0,0,0,893.49499229882463,{"$f":"BE199","v":684.26858383741933},209.2264084614053,209.2264084614053]
[53,"Río Mante",132.03182003392786,{"$f":"I201","v":0},0.96640053000000004,6.7449999999999996E-2,0,1.03385053,0.2103192475,0,0,0,0,131.20828875142786,{"$f":"BE201","v":100.48373041316802},30.72455833825984,30.72455833825984]
[54,"Río Guayalejo 3",252.58962666325121,{"$f":"I203","v":1899.0861212558179},485.1422976500001,3.1683620000000001,0,488.3106596500001,104.92147396249999,0,0,28.500605750000002,0.10996551724137954,1739.6759909643276,{"$f":"BE203","v":1211.2569890138823},528.41900195044536,528.41900195044536]
[55,"Arroyo El Cojo",38.478732624887101,{"$f":"I205","v":0},10.862997819999997,6.0000000000000001E-3,0,10.868997819999997,2.7688795450000008,0,0,0,0,30.378614349887105,{"$f":"BE205","v":21.151242610103189},9.2273717397839157,9.2273717397839157]
[56,"Río Tantoán",104.6825875835937,{"$f":"I207","v":0},26.512074523999999,0.372,0,26.884074523999999,5.7023752788000008,0,0,0,0,83.500888338393707,{"$f":"BE207","v":48.2769704577724},35.223917880621308,35.223917880621308]
[57,"Río Guayalejo 4",377.87779374048858,{"$f":"I209","v":1770.0546053142148},521.93972806199997,3.1598999999999999,0,525.09962806199997,69.930405637400014,0,0,95.3856979310345,0.40228571428571386,1596.9751929847832,{"$f":"BE209","v":923.30902997198984},673.66616301279339,673.66616301279339]
[58,"Río Tamesí",509.5,{"$f":"I211","v":1680.4760813231765},419.33473693599916,18.928350000000002,0,438.26308693599918,167.59829912719954,0,0,421.68,0,{"$f":"C66+D66-H66+I66+J66-K66-L66-M66","v":1497.6312935143767},{"$f":"$AJ$211","v":503.11485151075885},{"$f":"N66-O66","v":994.51644200361784},994.51644200361784]
[59,"Ríos Moctezuma 5",154.24731186909017,{"$f":"I213","v":12750.911567241707},896.22320640156897,9.8317249600000007,0,906.05493136156895,23.361372494900003,0,97.9078626044289,0,0,11924.557457639699,{"$f":"BE213","v":4817.7730779894509},7106.7843796502484,7106.7843796502484]
[60,"Río Chicayán 1",315.67615477158682,{"$f":"I215","v":0},3.9693521899998903,0,0,3.9693521899998903,2.215426942499918,0,37.223443517241364,52.268113788058557,-0.58881818181818113,225.01949040060509,{"$f":"BE215","v":96.483640752465305},128.53584964813979,128.53584964813979]
[61,"Río Chicayán 2",254.67471240048846,{"$f":"I217","v":225.01949040060509},71.384173880000006,3.0103188999999997,0,74.394492780000007,15.213980893999993,37.223443517241364,0,0,0,457.73713443233487,{"$f":"BE217","v":153.77239472638843},303.96473970594644,303.96473970594644]
[62,"Río Pánuco 1",215.38846274477368,{"$f":"I219","v":11924.557457639698},349.49023892800005,4.8133556500000001,0,354.30359457800006,72.837139759100012,{"$f":"K67","v":97.9078626044289},788.40000000000009,119.41316779834159,0,11048.574160371658,{"$f":"BE219","v":3711.6623912530658},7336.911769118592,7336.911769118592]
[63,"Arroyo Tamacuil o La Llave",190.25653237192373,{"$f":"I221","v":0},3.0112425800000002,0,0,3.0112425800000002,0.68479753500000062,0,0,0,0,187.93008732692374,{"$f":"BE221","v":0},187.93008732692374,187.93008732692374]
[64,"Río Pánuco 2",199.97507282124772,{"$f":"N71+N70+N69+N66","v":13191.872675645292},100.53377105,2.5673014499999995,0,103.1010725,35.098098119500001,0,0,225.55244756367392,0,{"$f":"C72+D72-H72+I72+J72-K72-L72-M72","v":13098.292326522367},{"$f":"$AJ$223","v":4182},{"$f":"N72-O72","v":8916.2923265223671},8916.2923265223671]
[65,"Xochimilco",47.001155300434242,{"$f":"I241","v":0},7.512308,0,0,7.512308,110.00775329728401,0,0,0.60445107081137284,0,{"$f":"C73+D73-H73+I73+J73-K73-L73-M73","v":148.89214952690691},{"$f":"BE241","v":148.80893578276991},{"$f":"N73-O73","v":8.3213744136998002E-2},8.3213744136998002E-2]
[66,"Río de la Compañía",69.495551253628221,{"$f":"I243","v":0},5.9309899999999995,0,0,{"$f":"E74+F74+G74","v":5.9309899999999995},97.149651358594511,0,0,0,0,{"$f":"C74+D74-H74+I74+J74-K74-L74-M74","v":160.71421261222272},{"$f":"BE243","v":160.62439168203949},{"$f":"N74-O74","v":8.9820930183236669E-2},{"$f":"P74","v":8.9820930183236669E-2}]
[67,"Tochac-Tecocomulco",82.1564688082955,{"$f":"I245","v":0},8.8351710099999998,0,0,8.8351710099999998,6.3765984580517294,0,0,37.276740607034228,0,42.421155649313008,{"$f":"BE245","v":42.398961418091112},2.2194231221895677E-2,2.2194231221895677E-2]
[68,"Río de las Avenidas de Pachuca",119.52373086326365,{"$f":"I247","v":42.421155649313008},14.892702100000001,0,0,14.892702100000001,71.212925851833589,0,0,0,0,{"$f":"C76+D76-H76+I76+J76-K76-L76-M76","v":218.26511026441023},{"$f":"BE247","v":218.14312494082344},0.12198532358678449,0.12198532358678449]
[69,"Texcoco",85.770580983025638,{"$f":"I249","v":0},12.552809,0.11353000000000001,0,12.666339000000001,43.264387787682494,0,0,12.871118384644779,0,103.49751138606337,{"$f":"BE249","v":103.43966807156585},5.7843314497517895E-2,5.7843314497517895E-2]
[70,"Ciudad de México",{"$f":"189.646667886749+(41.846-9.857)","v":221.63566788674899},{"$f":"I251","v":631.36898378960325},621.27245519999997,1.492008,0,622.76446320000002,964.18336882315293,440.17948799999999,1167.9796754063564,27.521111372191221,0,439.10225852095772,{"$f":"BE251","v":437.84064732874697},{"$f":"N78-O78","v":1.2616111922107507},1.2616111922107507]
[71,"Río Cuautitlán",89.987009464208867,{"$f":"I253","v":0},94.722132999999999,0,0,94.722132999999999,153.371839880755,5.1980399999999998,0,4.7594615228799224,0,149.07529482208395,{"$f":"BE253","v":148.9106487937303},0.16464602835364417,0.16464602835364417]
[72,"Requena",159.74723129738629,{"$f":"$I$273","v":0},37.789440000000006,5.1999999999999998E-2,0,37.841440000000006,11.60329222763993,0,81.923356000000013,9.6185566796256516,0,41.96717084540056,{"$f":"$BE$273","v":41.920820254518425},{"$f":"IF(N80-O80<0,0,N80-O80)","v":4.6350590882134668E-2},4.6350590882134668E-2]
[73,"Endhó",102.78996248761617,{"$f":"$I$275","v":191.04246566748452},141.10920006000001,0,0,141.10920006000001,40.417203036343551,1136.9595314063563,1054.4080352766714,16.412975322421211,-0.15855764649478826,259.43750958520275,{"$f":"$BE$275","v":257.81263441196694},1.6248751732358073,1.6248751732358073]
[74,"Salado",47.450650360986714,{"$f":"$I$277","v":439.10225852095755},311.2586215,177.40632345000006,0,488.66494495000006,286.94304313172012,201.82280320000001,39.229886999999998,0,0,447.42392326366434,{"$f":"$BE$277","v":444.62167610216011},2.8022471615042264,2.8022471615042264]
[75,"Chicavasco (Actopan)",36.107784902656761,{"$f":"$I$279","v":0},9.1139069800000012,375.42934132000005,0,384.54324830000007,80.802237316694729,326.01922100000002,15.257694600000001,0,0,43.128300319351446,{"$f":"$BE$279","v":42.858184773743538},0.27011554560790785,0.27011554560790785]
[76,"Alfajayucan",38.453177055787016,{"$f":"$I$281","v":0},14.426711970000097,115.23543722999992,0,129.66214920000002,26.018151382440596,160.56715747667144,8.9206199999999995,9.3580218519928824,-0.65039678461538419,{"$f":"C84+D84-H84+I84+J84-K84-L84-M84","v":77.748091647521534},{"$f":"$BE$281","v":76.81},0.93809164752153151,0.93809164752153151]
[77,"Tula",55.106162219798392,{"$f":"$I$283","v":749.98973316821844},601.45589469999982,57.634360000000001,0,659.09025469999983,321.82525806084226,491.40702020000003,118.882217,0,0,840.35570194885929,{"$f":"$BE$283","v":830.22},10.135701948859264,10.135701948859264]
["* Valores  en millones de metros cúbicos",null,{"$f":"SUM(C9:C85)","v":20372.368331874386},null,{"$f":"SUM(E9:E85)","v":8908.1733457015653},796.37249090540001,315.48173650000001,10020.027573106971,4617.724523126486,2942.9636007563049,3671.0704939624447,1155.7524941777235,1.1698380021518959,null,null,null,{"$f":"Q72","v":8916.2923265223671}]
[]
[]
[]
[]
[]
[]
["No LINEA","CUENCA O REGION","CONEXION",null,null,null,null,"OFERTA  POTENCIAL",null,null,null,null,"DEMANDA CONSUNTIVA",null,null,null,null,null,null,null,"OFERTA REAL",null,null,null,null,null,null,null,null,null,null,null,null,null,"EXTRACC Y VOLS RESERV PARA A ABAJO",null,null,null,null,null,null,null,null,null,null,null,null,null,null,null,null,null,null,"POR CUENCA PROPIA",null,null,"A LA SAL. DEL C PRINCIPAL",null,"DISPONIBILIDAD RELATIVA",null,null,null,"OFERTA - DEMANDA"]
[null,"HIDROLOGICA","DE ","HACIA",null,null,null,"Cp","Cp A Arriba","Im","R","TOTAL","Uc","Ev","Ex","TOTAL","TOTAL ACUM.","Dv","Ab","Ab","Cp","Ar1","Ar2","Ar3","Ar4","Ar5","Ar6","Ar7","Ar8","Ar9","Ar10","Ar11","Im","TOTAL","Uc","Re1","Re2","RImp","TOTAL","para Cp","para Ar1","para Ar2","para Ar3","para Ar4","para Ar5","para Ar6","para Ar7","para Ar8","para Ar9","para Ar10","para Ar11","para Im","TOTAL","RESERVADO","DISPONIBLE","DImp","RESERVADO","DISPONIBLE","INDICE","CLAVE","COLOR",null,"OFERTA","DEMANDA","Indice","Disponibilidad Hídrica"]
["Cuenca Río Pánuco"]
[null,null,null,null,null,null,null,null,null,null,null,null,null,null,null,null,null,null,null,null,{"$f":"IF(U97=0,\"\",U97/(SUM($U97:$AG97)))","v":1},{"$f":"IF(V97=0,\"\",V97/(SUM($S97:$AE97)))","v":""},"","","","","","","","","","",{"$f":"IF(AG97=0,\"\",AG97/(SUM($U97:$AG97)))","v":""},{"$f":"SUM(U96:AG96)","v":1},null,null,null,null,null,{"$f":"IF(U96=0,\"\",U96)","v":1},"","","","","","","","","","","","",{"$f":"SUM(AN96:AZ96)","v":1}]
[1,{"$f":"A97","v":1},{"$f":"A97","v":1},4,null,null,null,{"$f":"C9","v":40.033769812221109},null,{"$f":"J9","v":0},{"$f":"I9","v":5.8203478999999998},{"$f":"SUM(H97:K97)","v":45.854117712221111},{"$f":"H9","v":28.042677000000001},{"$f":"L9","v":27.871703149374401},{"$f":"K9","v":0},{"$f":"SUM(M97:O97)","v":55.914380149374402},{"$f":"+P97","v":55.914380149374402},{"$f":"M9","v":1.1224838687527565},{"$f":"L97-Q97-R97","v":-11.182746305906047},{"$f":"IF(S97<0,0,S97)","v":0},{"$f":"K97+H97","v":45.854117712221111},null,null,null,null,null,null,null,null,null,null,null,{"$f":"J97","v":0},45.854117712221111,{"$f":"+Q97","v":55.914380149374402},{"$f":"(AI103+R103+AJ103)*V102","v":0},{"$f":"(AI97+R97+AJ97)*U96","v":57.036864018127162},{"$f":"IF(AG97>0,(AI97+R97+AJ97)*AG96,\"\")","v":""},{"$f":"SUM(AI97:AK97)","v":112.95124416750156},{"$f":"IF(AN96=\"\",\"\",$AK97*AN96)","v":57.036864018127162},"","","","","","","","","","","","",57.036864018127162,{"$f":"+U97","v":45.854117712221111},{"$f":"IF(D97=\"MAR\",IF((BB97-AJ97)<0,0,BB97-AJ97),IF(D97=\"C\",IF((BB97-AJ97)<0,0,BB97-AJ97),IF((BB97-AK97)<0,0,BB97-AK97)))","v":0},{"$f":"IF(AG97=0,\"\",IF(AG97-AL97<0,0,AG97-AL97))","v":""},{"$f":"IF(D97=\"MAR\",0,IF(D97=\"C\",0,AJ97))","v":0},{"$f":"IF(T97-BE97<0,0,T97-BE97)","v":0},{"$f":"IF(D97=\"MAR\",IF(AI97+R97+AJ97=0,\"Infinito\",(I97+U97+AG97)/(AI97+R97)),IF(D97=\"C\",IF(AI97+R97+AJ97=0,\"Infinito\",(I97+U97+AG97)/(AI97+R97)),IF(AI97+R97+AJ97=0,\"Infinito\",(I97+U97+AG97)/(AI97+R97+AJ97))))","v":0.80393826872473195},{"$f":"IF(BG97<1.4,\"1\", IF(BG97<3,\"2\", IF(BG97<9,\"3\", \"4\")))","v":"1"},{"$f":"IF(BG97<1.4,\"ROJO\", IF(BG97<3,\"AMARILLO\", IF(BG97<9,\"VERDE\", \"AZUL\")))","v":"ROJO"},{"$f":"IF(BG97<1.4,\"Déficit\", IF(BG97<3,\"Equilibrio\", IF(BG97<9,\"Disponibilidad\", \"Abundante\")))","v":"Déficit"},{"$f":"IF(I97+U97+AG97<=0,0,I97+U97+AG97)","v":45.854117712221111},{"$f":"IF(D97=\"MAR\",AI97+R97,IF(D97=\"C\",AI97+R97,AI97+R97+AJ97))","v":57.036864018127162},{"$f":"BK97/BL97","v":0.80393826872473195},{"$f":"SUM(BC97:BD97)","v":0}]
[null,null,null,null,null,null,null,null,null,null,null,null,null,null,null,null,null,null,null,null,{"$f":"IF(U99=0,\"\",U99/(SUM($U99:$AG99)))","v":1},{"$f":"IF(V99=0,\"\",V99/(SUM($S99:$AE99)))","v":""},"","","","","","","","","","",{"$f":"IF(AG99=0,\"\",AG99/(SUM($U99:$AG99)))","v":""},1,null,null,null,null,null,{"$f":"IF(U98=0,\"\",U98)","v":1},"","","","","","","","","","","","",1]
[2,{"$f":"A99","v":2},{"$f":"A99","v":2},4,null,null,null,{"$f":"C10","v":35.941659273272442},null,{"$f":"J10","v":0},{"$f":"I10","v":3.5840252465000018},39.525684519772447,{"$f":"H10","v":14.357686500000003},{"$f":"L10","v":1.3536427587587803},{"$f":"K10","v":21.859455751606557},37.570785010365341,37.570785010365341,{"$f":"M10","v":0.62354039131326877},{"$f":"L99-Q99-R99","v":1.3313591180938373},{"$f":"IF(S99<0,0,S99)","v":1.3313591180938373},{"$f":"K99+H99","v":39.525684519772447},null,null,null,null,null,null,null,null,null,null,null,{"$f":"J99","v":0},39.525684519772447,{"$f":"+Q99","v":37.570785010365341},{"$f":"IF(W102=0,0,(AI103+R103+AJ103)*W102)","v":1.3274412394671782},{"$f":"(AI99+R99+AJ99)*U98","v":39.521766641145788},{"$f":"IF(AG99>0,(AI99+R99+AJ99)*AG98,\"\")","v":""},{"$f":"SUM(AI99:AK99)","v":78.419992890978307},{"$f":"IF(AN98=\"\",\"\",$AK99*AN98)","v":39.521766641145788},"","","","","","","","","","","","",39.521766641145788,{"$f":"+U99","v":39.525684519772447},{"$f":"IF(D99=\"MAR\",IF((BB99-AJ99)<0,0,BB99-AJ99),IF(D99=\"C\",IF((BB99-AJ99)<0,0,BB99-AJ99),IF((BB99-AK99)<0,0,BB99-AK99)))","v":3.9178786266589327E-3},{"$f":"IF(AG99=0,\"\",IF(AG99-AL99<0,0,AG99-AL99))","v":""},{"$f":"IF(D99=\"MAR\",0,IF(D99=\"C\",0,AJ99))","v":1.3274412394671782},{"$f":"IF(T99-BE99<0,0,T99-BE99)","v":3.9178786266591548E-3},{"$f":"IF(D99=\"MAR\",IF(AI99+R99+AJ99=0,\"Infinito\",(I99+U99+AG99)/(AI99+R99)),IF(D99=\"C\",IF(AI99+R99+AJ99=0,\"Infinito\",(I99+U99+AG99)/(AI99+R99)),IF(AI99+R99+AJ99=0,\"Infinito\",(I99+U99+AG99)/(AI99+R99+AJ99))))","v":1.0000991321734738},{"$f":"IF(BG99<1.4,\"1\", IF(BG99<3,\"2\", IF(BG99<9,\"3\", \"4\")))","v":"1"},{"$f":"IF(BG99<1.4,\"ROJO\", IF(BG99<3,\"AMARILLO\", IF(BG99<9,\"VERDE\", \"AZUL\")))","v":"ROJO"},{"$f":"IF(BG99<1.4,\"Déficit\", IF(BG99<3,\"Equilibrio\", IF(BG99<9,\"Disponibilidad\", \"Abundante\")))","v":"Déficit"},{"$f":"IF(I99+U99+AG99<=0,0,I99+U99+AG99)","v":39.525684519772447},{"$f":"IF(D99=\"MAR\",AI99+R99,IF(D99=\"C\",AI99+R99,AI99+R99+AJ99))","v":39.521766641145788},{"$f":"BK99/BL99","v":1.0000991321734738},{"$f":"SUM(BC99:BD99)","v":3.9178786266589327E-3}]
[null,null,null,null,null,null,null,null,null,null,null,null,null,null,null,null,null,null,null,null,{"$f":"IF(U101=0,\"\",U101/(SUM($U101:$AG101)))","v":1},{"$f":"IF(V101=0,\"\",V101/(SUM($S101:$AE101)))","v":""},"","","","","","","","","","",{"$f":"IF(AG101=0,\"\",AG101/(SUM($U101:$AG101)))","v":""},1,null,null,null,null,null,{"$f":"IF(U100=0,\"\",U100)","v":1},"","","","","","","","","","","","",1]
[3,{"$f":"A101","v":3},{"$f":"A101","v":3},4,null,null,null,{"$f":"C11","v":43.821990289502722},null,{"$f":"J11","v":0},{"$f":"I11","v":4.5015810395000004},48.323571329002725,{"$f":"H11","v":20.661385389999996},{"$f":"L11","v":6.1467164112199999},{"$f":"K11","v":21.135129599999974},47.943231401219975,47.943231401219975,{"$f":"M11","v":2.453863636363637},{"$f":"L101-Q101-R101","v":-2.0735237085808875},{"$f":"IF(S101<0,0,S101)","v":0},{"$f":"K101+H101","v":48.323571329002725},null,null,null,null,null,null,null,null,null,null,null,{"$f":"J101","v":0},48.323571329002725,{"$f":"+Q101","v":47.943231401219975},{"$f":"IF(X102=0,0,(AI103+R103+AJ103)*X102)","v":0},{"$f":"(AI101+R101+AJ101)*U100","v":50.397095037583611},{"$f":"IF(AG101>0,(AI101+R101+AJ101)*AG100,\"\")","v":""},{"$f":"SUM(AI101:AK101)","v":98.340326438803586},{"$f":"IF(AN100=\"\",\"\",$AK101*AN100)","v":50.397095037583611},"","","","","","","","","","","","",50.397095037583611,{"$f":"+U101","v":48.323571329002725},{"$f":"IF(D101=\"MAR\",IF((BB101-AJ101)<0,0,BB101-AJ101),IF(D101=\"C\",IF((BB101-AJ101)<0,0,BB101-AJ101),IF((BB101-AK101)<0,0,BB101-AK101)))","v":0},{"$f":"IF(AG101=0,\"\",IF(AG101-AL101<0,0,AG101-AL101))","v":""},{"$f":"IF(D101=\"MAR\",0,IF(D101=\"C\",0,AJ101))","v":0},{"$f":"IF(T101-BE101<0,0,T101-BE101)","v":0},{"$f":"IF(D101=\"MAR\",IF(AI101+R101+AJ101=0,\"Infinito\",(I101+U101+AG101)/(AI101+R101)),IF(D101=\"C\",IF(AI101+R101+AJ101=0,\"Infinito\",(I101+U101+AG101)/(AI101+R101)),IF(AI101+R101+AJ101=0,\"Infinito\",(I101+U101+AG101)/(AI101+R101+AJ101))))","v":0.95885628512844723},{"$f":"IF(BG101<1.4,\"1\", IF(BG101<3,\"2\", IF(BG101<9,\"3\", \"4\")))","v":"1"},{"$f":"IF(BG101<1.4,\"ROJO\", IF(BG101<3,\"AMARILLO\", IF(BG101<9,\"VERDE\", \"AZUL\")))","v":"ROJO"},{"$f":"IF(BG101<1.4,\"Déficit\", IF(BG101<3,\"Equilibrio\", IF(BG101<9,\"Disponibilidad\", \"Abundante\")))","v":"Déficit"},{"$f":"IF(I101+U101+AG101<=0,0,I101+U101+AG101)","v":48.323571329002725},{"$f":"IF(D101=\"MAR\",AI101+R101,IF(D101=\"C\",AI101+R101,AI101+R101+AJ101))","v":50.397095037583611},{"$f":"BK101/BL101","v":0.95885628512844723},0]
[null,null,null,null,null,null,null,null,null,null,null,null,null,null,null,null,null,null,null,null,{"$f":"IF(U103=0,\"\",U103/(SUM($U103:$AG103)))","v":0.68893040573121966},{"$f":"IF(V103=0,0,V103/(SUM($U103:$AG103)))","v":0},{"$f":"IF(W103=0,0,W103/(SUM($U103:$AG103)))","v":9.3431814177041654E-3},{"$f":"IF(X103=0,0,X103/(SUM($U103:$AG103)))","v":0},{"$f":"IF(Y103=0,\"\",Y103/(SUM($S103:$AE103)))","v":""},"","","","","","","",{"$f":"IF(AG103=0,\"\",AG103/(SUM($U103:$AG103)))","v":0.30172641285107615},1,null,null,null,null,null,{"$f":"IF(U102=0,\"\",U102)","v":0.68893040573121966},"",9.3431814177041654E-3,"","","","","","","","","",0.30172641285107615,1]
[4,{"$f":"A103","v":4},{"$f":"A103","v":4},6,null,null,null,{"$f":"C12","v":87.319378382225935},{"$f":"T97+T99+T101","v":1.3313591180938373},{"$f":"J12","v":42.994585351606531},{"$f":"I12","v":10.849942793999999},142.49526564592631,{"$f":"H12","v":69.360096179999999},{"$f":"L12","v":4.0177532760372543},{"$f":"K12","v":28.567117206140367},101.94496666217762,101.94496666217762,{"$f":"M12","v":-2.5000000000007182E-3},{"$f":"L103-Q103-R103","v":40.552798983748687},{"$f":"IF(S103<0,0,S103)","v":40.552798983748687},{"$f":"K103+H103","v":98.169321176225935},{"$f":"T97","v":0},{"$f":"T99","v":1.3313591180938373},{"$f":"T101","v":0},null,null,null,null,null,null,null,null,{"$f":"J103","v":42.994585351606531},142.49526564592631,{"$f":"+Q103","v":101.94496666217762},{"$f":"(AI107+R107+AJ107)*V106","v":40.133468730861246},{"$f":"(AI103+R103+AJ103)*U102","v":97.880431814968816},{"$f":"IF(AG103>0,(AI103+R103+AJ103)*AG102,\"\")","v":42.868062338602869},{"$f":"SUM(AI103:AK103)","v":239.95886720800769},{"$f":"IF(AN102=\"\",\"\",$AK103*AN102)","v":67.432805603433451},"",0.9145146316904762,"","","","","","","","","",29.533111579844888,97.880431814968816,{"$f":"+U103","v":98.169321176225935},{"$f":"IF(D103=\"MAR\",IF((BB103-AJ103)<0,0,BB103-AJ103),IF(D103=\"C\",IF((BB103-AJ103)<0,0,BB103-AJ103),IF((BB103-AK103)<0,0,BB103-AK103)))","v":0.2888893612571195},{"$f":"IF(AG103=0,\"\",IF(AG103-AL103<0,0,AG103-AL103))","v":0.12652301300366275},{"$f":"IF(D103=\"MAR\",0,IF(D103=\"C\",0,AJ103))","v":40.133468730861246},{"$f":"IF(T103-BE103<0,0,T103-BE103)","v":0.41933025288744119},{"$f":"IF(D103=\"MAR\",IF(AI103+R103+AJ103=0,\"Infinito\",(I103+U103+AG103)/(AI103+R103)),IF(D103=\"C\",IF(AI103+R103+AJ103=0,\"Infinito\",(I103+U103+AG103)/(AI103+R103)),IF(AI103+R103+AJ103=0,\"Infinito\",(I103+U103+AG103)/(AI103+R103+AJ103))))","v":1.0029514516425841},{"$f":"IF(BG103<1.4,\"1\", IF(BG103<3,\"2\", IF(BG103<9,\"3\", \"4\")))","v":"1"},{"$f":"IF(BG103<1.4,\"ROJO\", IF(BG103<3,\"AMARILLO\", IF(BG103<9,\"VERDE\", \"AZUL\")))","v":"ROJO"},{"$f":"IF(BG103<1.4,\"Déficit\", IF(BG103<3,\"Equilibrio\", IF(BG103<9,\"Disponibilidad\", \"Abundante\")))","v":"Déficit"},{"$f":"IF(I103+U103+AG103<=0,0,I103+U103+AG103)","v":142.49526564592631},{"$f":"IF(D103=\"MAR\",AI103+R103,IF(D103=\"C\",AI103+R103,AI103+R103+AJ103))","v":142.07593539303886},{"$f":"BK103/BL103","v":1.0029514516425841},0.41541237426078226]
[null,null,null,null,null,null,null,null,null,null,null,null,null,null,null,null,null,null,null,null,{"$f":"IF(U105=0,\"\",U105/(SUM($U105:$AG105)))","v":0.96686074425737034},{"$f":"IF(V105=0,\"\",V105/(SUM($S105:$AE105)))","v":""},"","","","","","","","","","",{"$f":"IF(AG105=0,\"\",AG105/(SUM($U105:$AG105)))","v":3.3139255742629575E-2},0.99999999999999989,null,null,null,null,null,{"$f":"IF(U104=0,\"\",U104)","v":0.96686074425737034},{"$f":"IF(V104=0,\"\",V104)","v":""},"","","","","","","","","","",3.3139255742629575E-2,0.99999999999999989]
[5,{"$f":"A105","v":5},{"$f":"A105","v":5},30,null,null,null,{"$f":"C13","v":71.351453166341486},null,{"$f":"J13","v":2.6844480000000002},{"$f":"I13","v":6.9691769454999983},81.005078111841485,{"$f":"H13","v":35.291981310000004},{"$f":"L13","v":0},{"$f":"K13","v":0},35.291981310000004,35.291981310000004,{"$f":"M13","v":0},{"$f":"L105-Q105-R105","v":45.71309680184148},{"$f":"IF(S105<0,0,S105)","v":45.71309680184148},{"$f":"K105+H105","v":78.320630111841481},null,null,null,null,null,null,null,null,null,null,null,{"$f":"J105","v":2.6844480000000002},81.005078111841485,{"$f":"+Q105","v":35.291981310000004},{"$f":"(AI155+R155+AJ155)*V154","v":45.162047766398928},{"$f":"(AI105+R105+AJ105)*U104","v":77.787842431311191},{"$f":"IF(AG105>0,(AI105+R105+AJ105)*AG104,\"\")","v":2.6661866450877403},{"$f":"SUM(AI105:AK105)","v":158.24187150771013},{"$f":"IF(AN104=\"\",\"\",$AK105*AN104)","v":75.210011227312592},"","","","","","","","","","","",2.5778312039985938,77.787842431311191,{"$f":"+U105","v":78.320630111841481},{"$f":"IF(D105=\"MAR\",IF((BB105-AJ105)<0,0,BB105-AJ105),IF(D105=\"C\",IF((BB105-AJ105)<0,0,BB105-AJ105),IF((BB105-AK105)<0,0,BB105-AK105)))","v":0.53278768053029069},{"$f":"IF(AG105=0,\"\",IF(AG105-AL105<0,0,AG105-AL105))","v":1.8261354912259886E-2},{"$f":"IF(D105=\"MAR\",0,IF(D105=\"C\",0,AJ105))","v":45.162047766398928},{"$f":"IF(T105-BE105<0,0,T105-BE105)","v":0.55104903544255279},{"$f":"IF(D105=\"MAR\",IF(AI105+R105+AJ105=0,\"Infinito\",(I105+U105+AG105)/(AI105+R105)),IF(D105=\"C\",IF(AI105+R105+AJ105=0,\"Infinito\",(I105+U105+AG105)/(AI105+R105)),IF(AI105+R105+AJ105=0,\"Infinito\",(I105+U105+AG105)/(AI105+R105+AJ105))))","v":1.0068492410109042},{"$f":"IF(BG105<1.4,\"1\", IF(BG105<3,\"2\", IF(BG105<9,\"3\", \"4\")))","v":"1"},{"$f":"IF(BG105<1.4,\"ROJO\", IF(BG105<3,\"AMARILLO\", IF(BG105<9,\"VERDE\", \"AZUL\")))","v":"ROJO"},{"$f":"IF(BG105<1.4,\"Déficit\", IF(BG105<3,\"Equilibrio\", IF(BG105<9,\"Disponibilidad\", \"Abundante\")))","v":"Déficit"},{"$f":"IF(I105+U105+AG105<=0,0,I105+U105+AG105)","v":81.005078111841485},{"$f":"IF(D105=\"MAR\",AI105+R105,IF(D105=\"C\",AI105+R105,AI105+R105+AJ105))","v":80.454029076398939},{"$f":"BK105/BL105","v":1.0068492410109042},{"$f":"SUM(BC105:BD105)","v":0.55104903544255057}]
[null,null,null,null,null,null,null,null,null,null,null,null,null,null,null,null,null,null,null,null,{"$f":"IF(U107=0,\"\",U107/(SUM($U107:$AG107)))","v":0.47785682737097923},{"$f":"IF(V107=0,\"0\",V107/(SUM($U107:$AG107)))","v":0.52214317262902077},{"$f":"IF(W107=0,\"\",W107/(SUM($S107:$AE107)))","v":""},"","","","","","","","","",{"$f":"IF(AG107=0,\"\",AG107/(SUM($U107:$AG107)))","v":""},1,null,null,null,null,null,null,{"$f":"IF(V106=0,\"\",V106)","v":0.52214317262902077},{"$f":"IF(W106=0,\"\",W106)","v":""},"","","","","","","","","",""]
[6,{"$f":"A107","v":6},{"$f":"A107","v":6},30,null,null,null,{"$f":"C14","v":13.868438057195636},{"$f":"T103","v":40.552798983748687},{"$f":"J14","v":0},{"$f":"I14","v":23.244815316999997},77.666052357944324,{"$f":"H14","v":11.04415622},{"$f":"L14","v":0},{"$f":"K14","v":0},11.04415622,11.04415622,{"$f":"M14","v":0},{"$f":"L107-Q107-R107","v":66.621896137944319},{"$f":"IF(S107<0,0,S107)","v":66.621896137944319},{"$f":"K107+H107","v":37.113253374195637},{"$f":"T103","v":40.552798983748687},null,null,null,null,null,null,null,null,null,null,{"$f":"J107","v":0},77.666052357944324,{"$f":"+Q107","v":11.04415622},{"$f":"(AI155+R155+AJ155)*W154","v":65.818801747614387},{"$f":"(AI107+R107+AJ107)*U106","v":36.729489236753146},{"$f":"IF(AG107>0,(AI107+R107+AJ107)*AG106,\"\")","v":""},{"$f":"SUM(AI107:AK107)","v":113.59244720436755},{"$f":"IF(AN106=\"\",\"\",$AK107*AN106)","v":""},{"$f":"IF(AO106=\"\",\"\",$AK107*AO106)","v":19.178052039121759},"","","","","","","","","","","",{"$f":"SUM(AN107:AZ107)","v":19.178052039121759},{"$f":"+U107","v":37.113253374195637},{"$f":"IF(D107=\"MAR\",IF((BB107-AJ107)<0,0,BB107-AJ107),IF(D107=\"C\",IF((BB107-AJ107)<0,0,BB107-AJ107),IF((BB107-AK107)<0,0,BB107-AK107)))","v":0.38376413744249049},{"$f":"IF(AG107=0,\"\",IF(AG107-AL107<0,0,AG107-AL107))","v":""},{"$f":"IF(D107=\"MAR\",0,IF(D107=\"C\",0,AJ107))","v":65.818801747614387},{"$f":"IF(T107-BE107<0,0,T107-BE107)","v":0.80309439032993168},{"$f":"IF(D107=\"MAR\",IF(AI107+R107+AJ107=0,\"Infinito\",(I107+U107+AG107)/(AI107+R107)),IF(D107=\"C\",IF(AI107+R107+AJ107=0,\"Infinito\",(I107+U107+AG107)/(AI107+R107)),IF(AI107+R107+AJ107=0,\"Infinito\",(I107+U107+AG107)/(AI107+R107+AJ107))))","v":1.0104483929784267},{"$f":"IF(BG107<1.4,\"1\", IF(BG107<3,\"2\", IF(BG107<9,\"3\", \"4\")))","v":"1"},{"$f":"IF(BG107<1.4,\"ROJO\", IF(BG107<3,\"AMARILLO\", IF(BG107<9,\"VERDE\", \"AZUL\")))","v":"ROJO"},{"$f":"IF(BG107<1.4,\"Déficit\", IF(BG107<3,\"Equilibrio\", IF(BG107<9,\"Disponibilidad\", \"Abundante\")))","v":"Déficit"},{"$f":"IF(I107+U107+AG107<=0,0,I107+U107+AG107)","v":77.666052357944324},{"$f":"IF(D107=\"MAR\",AI107+R107,IF(D107=\"C\",AI107+R107,AI107+R107+AJ107))","v":76.862957967614392},{"$f":"BK107/BL107","v":1.0104483929784267},0.38376413744249049]
[null,null,null,null,null,null,null,null,null,null,null,null,null,null,null,null,null,null,null,null,{"$f":"IF(U109=0,\"\",U109/(SUM($U109:$AG109)))","v":1},{"$f":"IF(V109=0,\"\",V109/(SUM($S109:$AE109)))","v":""},"","","","","","","","","","",{"$f":"IF(AG109=0,\"\",AG109/(SUM($U109:$AG109)))","v":""},1,null,null,null,null,null,null,{"$f":"IF(V108=0,\"\",V108)","v":""},"","","","","","","","","","",""]
[7,{"$f":"A109","v":7},{"$f":"A109","v":7},8,null,null,null,{"$f":"C15","v":49.040010420258888},null,{"$f":"J15","v":0},{"$f":"I15","v":19.175864375000003},68.215874795258884,{"$f":"H15","v":60.295178910000011},{"$f":"L15","v":0},{"$f":"K15","v":0},60.295178910000011,60.295178910000011,{"$f":"M15","v":0},{"$f":"L109-Q109-R109","v":7.9206958852588727},{"$f":"IF(S109<0,0,S109)","v":7.9206958852588727},{"$f":"K109+H109","v":68.215874795258884},null,null,null,null,null,null,null,null,null,null,null,{"$f":"J109","v":0},68.215874795258884,{"$f":"+Q109","v":60.295178910000011},{"$f":"(AI111+R111+AJ111)*V110","v":5.8406342803932736},{"$f":"(AI109+R109+AJ109)*U108","v":66.135813190393279},{"$f":"IF(AG109>0,(AI109+R109+AJ109)*AG108,\"\")","v":""},{"$f":"SUM(AI109:AK109)","v":132.27162638078656},{"$f":"IF(AN108=\"\",\"\",$AK109*AN108)","v":""},"","","","","","","","","","","","",{"$f":"SUM(AN109:AZ109)","v":0},{"$f":"+U109","v":68.215874795258884},{"$f":"IF(D109=\"MAR\",IF((BB109-AJ109)<0,0,BB109-AJ109),IF(D109=\"C\",IF((BB109-AJ109)<0,0,BB109-AJ109),IF((BB109-AK109)<0,0,BB109-AK109)))","v":2.0800616048656053},{"$f":"IF(AG109=0,\"\",IF(AG109-AL109<0,0,AG109-AL109))","v":""},{"$f":"IF(D109=\"MAR\",0,IF(D109=\"C\",0,AJ109))","v":5.8406342803932736},{"$f":"IF(T109-BE109<0,0,T109-BE109)","v":2.0800616048655991},{"$f":"IF(D109=\"MAR\",IF(AI109+R109+AJ109=0,\"Infinito\",(I109+U109+AG109)/(AI109+R109)),IF(D109=\"C\",IF(AI109+R109+AJ109=0,\"Infinito\",(I109+U109+AG109)/(AI109+R109)),IF(AI109+R109+AJ109=0,\"Infinito\",(I109+U109+AG109)/(AI109+R109+AJ109))))","v":1.0314513650702},{"$f":"IF(BG109<1.4,\"1\", IF(BG109<3,\"2\", IF(BG109<9,\"3\", \"4\")))","v":"1"},{"$f":"IF(BG109<1.4,\"ROJO\", IF(BG109<3,\"AMARILLO\", IF(BG109<9,\"VERDE\", \"AZUL\")))","v":"ROJO"},{"$f":"IF(BG109<1.4,\"Déficit\", IF(BG109<3,\"Equilibrio\", IF(BG109<9,\"Disponibilidad\", \"Abundante\")))","v":"Déficit"},{"$f":"IF(I109+U109+AG109<=0,0,I109+U109+AG109)","v":68.215874795258884},{"$f":"IF(D109=\"MAR\",AI109+R109,IF(D109=\"C\",AI109+R109,AI109+R109+AJ109))","v":66.135813190393279},{"$f":"BK109/BL109","v":1.0314513650702},2.0800616048656053]
[null,null,null,null,null,null,null,null,null,null,null,null,null,null,null,null,null,null,null,null,{"$f":"IF(U111=0,\"\",U111/(SUM($U111:$AG111)))","v":0.95679640574711233},{"$f":"IF(V111=0,\"\",V111/(SUM($U111:$AG111)))","v":4.3203594252887577E-2},{"$f":"IF(W111=0,\"\",W111/(SUM($S111:$AE111)))","v":""},"","","","","","","","","",{"$f":"IF(AG111=0,\"\",AG111/(SUM($U111:$AG111)))","v":""},0.99999999999999989,null,null,null,null,null,{"$f":"IF(U110=0,\"\",U110)","v":0.95679640574711233},4.3203594252887577E-2,"","","","","","","","","","",""]
[8,{"$f":"A111","v":8},{"$f":"A111","v":8},10,null,null,null,{"$f":"C16","v":152.90662466797906},{"$f":"T109","v":7.9206958852588727},{"$f":"J16","v":0},{"$f":"I16","v":22.506867776},183.33418832923795,{"$f":"H16","v":50.138876309999993},{"$f":"L16","v":0},{"$f":"K16","v":0},50.138876309999993,50.138876309999993,{"$f":"M16","v":0},{"$f":"L111-Q111-R111","v":133.19531201923795},{"$f":"IF(S111<0,0,S111)","v":133.19531201923795},{"$f":"K111+H111","v":175.41349244397907},{"$f":"T109","v":7.9206958852588727},null,null,null,null,null,null,null,null,null,null,{"$f":"J111","v":0},183.33418832923795,{"$f":"+Q111","v":50.138876309999993},{"$f":"(AI115+R115+AJ115)*V114","v":85.049743558193185},{"$f":"(AI111+R111+AJ111)*U110","v":129.34798558779988},{"$f":"IF(AG111>0,(AI111+R111+AJ111)*AG110,\"\")","v":""},{"$f":"SUM(AI111:AK111)","v":264.53660545599303},{"$f":"IF(AN110=\"\",\"\",$AK111*AN110)","v":123.75968770103621},5.5882978867636561,"","","","","","","","","","","",{"$f":"SUM(AN111:AZ111)","v":129.34798558779988},{"$f":"+U111","v":175.41349244397907},{"$f":"IF(D111=\"MAR\",IF((BB111-AJ111)<0,0,BB111-AJ111),IF(D111=\"C\",IF((BB111-AJ111)<0,0,BB111-AJ111),IF((BB111-AK111)<0,0,BB111-AK111)))","v":46.065506856179184},{"$f":"IF(AG111=0,\"\",IF(AG111-AL111<0,0,AG111-AL111))","v":""},{"$f":"IF(D111=\"MAR\",0,IF(D111=\"C\",0,AJ111))","v":85.049743558193185},{"$f":"IF(T111-BE111<0,0,T111-BE111)","v":48.145568461044761},{"$f":"IF(D111=\"MAR\",IF(AI111+R111+AJ111=0,\"Infinito\",(I111+U111+AG111)/(AI111+R111)),IF(D111=\"C\",IF(AI111+R111+AJ111=0,\"Infinito\",(I111+U111+AG111)/(AI111+R111)),IF(AI111+R111+AJ111=0,\"Infinito\",(I111+U111+AG111)/(AI111+R111+AJ111))))","v":1.3561362525039902},{"$f":"IF(BG111<1.4,\"1\", IF(BG111<3,\"2\", IF(BG111<9,\"3\", \"4\")))","v":"1"},{"$f":"IF(BG111<1.4,\"ROJO\", IF(BG111<3,\"AMARILLO\", IF(BG111<9,\"VERDE\", \"AZUL\")))","v":"ROJO"},{"$f":"IF(BG111<1.4,\"Déficit\", IF(BG111<3,\"Equilibrio\", IF(BG111<9,\"Disponibilidad\", \"Abundante\")))","v":"Déficit"},{"$f":"IF(I111+U111+AG111<=0,0,I111+U111+AG111)","v":183.33418832923795},{"$f":"IF(D111=\"MAR\",AI111+R111,IF(D111=\"C\",AI111+R111,AI111+R111+AJ111))","v":135.18861986819317},{"$f":"BK111/BL111","v":1.3561362525039902},46.065506856179184]
[null,null,null,null,null,null,null,null,null,null,null,null,null,null,null,null,null,null,null,null,{"$f":"IF(U113=0,\"\",U113/(SUM($U113:$AG113)))","v":1},{"$f":"IF(V113=0,\"\",V113/(SUM($S113:$AE113)))","v":""},"","","","","","","","","","",{"$f":"IF(AG113=0,\"\",AG113/(SUM($U113:$AG113)))","v":""},1,null,null,null,null,null,{"$f":"IF(U112=0,\"\",U112)","v":1},"","","","","","","","","","","","",1]
[9,{"$f":"A113","v":9},{"$f":"A113","v":9},10,null,null,null,{"$f":"C17","v":32.369763776326742},null,{"$f":"J17","v":0},{"$f":"I17","v":0.40459764750000005},32.77436142382674,{"$f":"H17","v":0.86425569000000002},{"$f":"L17","v":0},{"$f":"K17","v":0},0.86425569000000002,0.86425569000000002,{"$f":"M17","v":0},{"$f":"L113-Q113-R113","v":31.91010573382674},{"$f":"IF(S113<0,0,S113)","v":31.91010573382674},{"$f":"K113+H113","v":32.77436142382674},null,null,null,null,null,null,null,null,null,null,null,{"$f":"J113","v":0},32.77436142382674,{"$f":"+Q113","v":0.86425569000000002},{"$f":"(AI115+R115+AJ115)*W114","v":20.375689417543523},{"$f":"(AI113+R113+AJ113)*U112","v":21.239945107543523},{"$f":"IF(AG113>0,(AI113+R113+AJ113)*AG112,\"\")","v":""},{"$f":"SUM(AI113:AK113)","v":42.479890215087046},{"$f":"IF(AN112=\"\",\"\",$AK113*AN112)","v":21.239945107543523},"","","","","","","","","","","","",21.239945107543523,{"$f":"+U113","v":32.77436142382674},{"$f":"IF(D113=\"MAR\",IF((BB113-AJ113)<0,0,BB113-AJ113),IF(D113=\"C\",IF((BB113-AJ113)<0,0,BB113-AJ113),IF((BB113-AK113)<0,0,BB113-AK113)))","v":11.534416316283217},{"$f":"IF(AG113=0,\"\",IF(AG113-AL113<0,0,AG113-AL113))","v":""},{"$f":"IF(D113=\"MAR\",0,IF(D113=\"C\",0,AJ113))","v":20.375689417543523},{"$f":"IF(T113-BE113<0,0,T113-BE113)","v":11.534416316283217},{"$f":"IF(D113=\"MAR\",IF(AI113+R113+AJ113=0,\"Infinito\",(I113+U113+AG113)/(AI113+R113)),IF(D113=\"C\",IF(AI113+R113+AJ113=0,\"Infinito\",(I113+U113+AG113)/(AI113+R113)),IF(AI113+R113+AJ113=0,\"Infinito\",(I113+U113+AG113)/(AI113+R113+AJ113))))","v":1.5430530191053404},{"$f":"IF(BG113<1.4,\"1\", IF(BG113<3,\"2\", IF(BG113<9,\"3\", \"4\")))","v":"2"},{"$f":"IF(BG113<1.4,\"ROJO\", IF(BG113<3,\"AMARILLO\", IF(BG113<9,\"VERDE\", \"AZUL\")))","v":"AMARILLO"},{"$f":"IF(BG113<1.4,\"Déficit\", IF(BG113<3,\"Equilibrio\", IF(BG113<9,\"Disponibilidad\", \"Abundante\")))","v":"Equilibrio"},{"$f":"IF(I113+U113+AG113<=0,0,I113+U113+AG113)","v":32.77436142382674},{"$f":"IF(D113=\"MAR\",AI113+R113,IF(D113=\"C\",AI113+R113,AI113+R113+AJ113))","v":21.239945107543523},{"$f":"BK113/BL113","v":1.5430530191053404},11.534416316283217]
[null,null,null,null,null,null,null,null,null,null,null,null,null,null,null,null,null,null,null,null,{"$f":"IF(U115=0,\"\",U115/(SUM($U115:$AG115)))","v":0.29461345131609107},{"$f":"IF(V115=0,\"\",V115/(SUM($U115:$AG115)))","v":0.56905571437181157},{"$f":"IF(W115=0,\"\",W115/(SUM($U115:$AG115)))","v":0.13633083431209719},{"$f":"IF(X115=0,\"\",X115/(SUM($S115:$AE115)))","v":""},"","","","","","","","",{"$f":"IF(AG115=0,\"\",AG115/(SUM($U115:$AG115)))","v":""},0.99999999999999978,null,null,null,null,null,{"$f":"IF(U114=0,\"\",U114)","v":0.29461345131609107},0.56905571437181157,0.13633083431209719,"","","","","","","","","","",0.99999999999999978]
[10,{"$f":"A115","v":10},{"$f":"A115","v":10},13,null,null,null,{"$f":"C18","v":56.794226774864569},{"$f":"T111+T113","v":165.10541775306467},{"$f":"J18","v":0},{"$f":"I18","v":12.164101174500001},234.06374570242923,{"$f":"H18","v":57.706755850000008},{"$f":"L18","v":16.933220549027357},{"$f":"K18","v":0},74.639976399027361,74.639976399027361,{"$f":"M18","v":-1.3500000000000008},{"$f":"L115-Q115-R115","v":160.77376930340185},{"$f":"IF(S115<0,0,S115)","v":160.77376930340185},{"$f":"K115+H115","v":68.958327949364573},{"$f":"T111","v":133.19531201923795},{"$f":"T113","v":31.91010573382674},null,null,null,null,null,null,null,null,null,{"$f":"J115","v":0},234.06374570242929,{"$f":"+Q115","v":74.639976399027361},{"$f":"(AI121+R121+AJ121)*V120","v":76.167697797392506},{"$f":"(AI115+R115+AJ115)*U114","v":44.032241220683147},{"$f":"IF(AG115>0,(AI115+R115+AJ115)*AG114,\"\")","v":""},{"$f":"SUM(AI115:AK115)","v":194.83991541710301},{"$f":"IF(AN114=\"\",\"\",$AK115*AN114)","v":12.972490555208113},25.056798483227777,6.0029521822472507,"","","","","","","","","","",44.03224122068314,{"$f":"+U115","v":68.958327949364573},{"$f":"IF(D115=\"MAR\",IF((BB115-AJ115)<0,0,BB115-AJ115),IF(D115=\"C\",IF((BB115-AJ115)<0,0,BB115-AJ115),IF((BB115-AK115)<0,0,BB115-AK115)))","v":24.926086728681426},{"$f":"IF(AG115=0,\"\",IF(AG115-AL115<0,0,AG115-AL115))","v":""},{"$f":"IF(D115=\"MAR\",0,IF(D115=\"C\",0,AJ115))","v":76.167697797392506},{"$f":"IF(T115-BE115<0,0,T115-BE115)","v":84.606071506009343},{"$f":"IF(D115=\"MAR\",IF(AI115+R115+AJ115=0,\"Infinito\",(I115+U115+AG115)/(AI115+R115)),IF(D115=\"C\",IF(AI115+R115+AJ115=0,\"Infinito\",(I115+U115+AG115)/(AI115+R115)),IF(AI115+R115+AJ115=0,\"Infinito\",(I115+U115+AG115)/(AI115+R115+AJ115))))","v":1.5660871678948958},{"$f":"IF(BG115<1.4,\"1\", IF(BG115<3,\"2\", IF(BG115<9,\"3\", \"4\")))","v":"2"},{"$f":"IF(BG115<1.4,\"ROJO\", IF(BG115<3,\"AMARILLO\", IF(BG115<9,\"VERDE\", \"AZUL\")))","v":"AMARILLO"},{"$f":"IF(BG115<1.4,\"Déficit\", IF(BG115<3,\"Equilibrio\", IF(BG115<9,\"Disponibilidad\", \"Abundante\")))","v":"Equilibrio"},{"$f":"IF(I115+U115+AG115<=0,0,I115+U115+AG115)","v":234.06374570242923},{"$f":"IF(D115=\"MAR\",AI115+R115,IF(D115=\"C\",AI115+R115,AI115+R115+AJ115))","v":149.45767419641987},{"$f":"BK115/BL115","v":1.5660871678948958},24.926086728681426]
[null,null,null,null,null,null,null,null,null,null,null,null,null,null,null,null,null,null,null,null,{"$f":"IF(U117=0,\"\",U117/(SUM($U117:$AG117)))","v":1},{"$f":"IF(V117=0,\"\",V117/(SUM($S117:$AE117)))","v":""},"","","","","","","","","","",{"$f":"IF(AG117=0,\"\",AG117/(SUM($U117:$AG117)))","v":""},1,null,null,null,null,null,{"$f":"IF(U116=0,\"\",U116)","v":1},"","","","","","","","","","","","",1]
[11,{"$f":"A117","v":11},{"$f":"A117","v":11},13,null,null,null,{"$f":"C19","v":92.027571474988648},null,{"$f":"J19","v":0},{"$f":"I19","v":8.8132947675000022},100.84086624248864,{"$f":"H19","v":15.67005166},{"$f":"L19","v":0},{"$f":"K19","v":0},15.67005166,15.67005166,{"$f":"M19","v":0},{"$f":"L117-Q117-R117","v":85.170814582488646},{"$f":"IF(S117<0,0,S117)","v":85.170814582488646},{"$f":"K117+H117","v":100.84086624248864},null,null,null,null,null,null,null,null,null,null,null,{"$f":"J117","v":0},100.84086624248864,{"$f":"+Q117","v":15.67005166},{"$f":"(AI121+R121+AJ121)*W120","v":40.350269166324018},{"$f":"(AI117+R117+AJ117)*U116","v":56.020320826324017},{"$f":"IF(AG117>0,(AI117+R117+AJ117)*AG116,\"\")","v":""},{"$f":"SUM(AI117:AK117)","v":112.04064165264803},{"$f":"IF(AN116=\"\",\"\",$AK117*AN116)","v":56.020320826324017},"","","","","","","","","","","","",56.020320826324017,{"$f":"+U117","v":100.84086624248864},{"$f":"IF(D117=\"MAR\",IF((BB117-AJ117)<0,0,BB117-AJ117),IF(D117=\"C\",IF((BB117-AJ117)<0,0,BB117-AJ117),IF((BB117-AK117)<0,0,BB117-AK117)))","v":44.820545416164627},{"$f":"IF(AG117=0,\"\",IF(AG117-AL117<0,0,AG117-AL117))","v":""},{"$f":"IF(D117=\"MAR\",0,IF(D117=\"C\",0,AJ117))","v":40.350269166324018},{"$f":"IF(T117-BE117<0,0,T117-BE117)","v":44.820545416164627},{"$f":"IF(D117=\"MAR\",IF(AI117+R117+AJ117=0,\"Infinito\",(I117+U117+AG117)/(AI117+R117)),IF(D117=\"C\",IF(AI117+R117+AJ117=0,\"Infinito\",(I117+U117+AG117)/(AI117+R117)),IF(AI117+R117+AJ117=0,\"Infinito\",(I117+U117+AG117)/(AI117+R117+AJ117))))","v":1.8000765571321649},{"$f":"IF(BG117<1.4,\"1\", IF(BG117<3,\"2\", IF(BG117<9,\"3\", \"4\")))","v":"2"},{"$f":"IF(BG117<1.4,\"ROJO\", IF(BG117<3,\"AMARILLO\", IF(BG117<9,\"VERDE\", \"AZUL\")))","v":"AMARILLO"},{"$f":"IF(BG117<1.4,\"Déficit\", IF(BG117<3,\"Equilibrio\", IF(BG117<9,\"Disponibilidad\", \"Abundante\")))","v":"Equilibrio"},{"$f":"IF(I117+U117+AG117<=0,0,I117+U117+AG117)","v":100.84086624248864},{"$f":"IF(D117=\"MAR\",AI117+R117,IF(D117=\"C\",AI117+R117,AI117+R117+AJ117))","v":56.020320826324017},{"$f":"BK117/BL117","v":1.8000765571321649},44.820545416164627]
[null,null,null,null,null,null,null,null,null,null,null,null,null,null,null,null,null,null,null,null,{"$f":"IF(U119=0,\"\",U119/(SUM($U119:$AG119)))","v":1},{"$f":"IF(V119=0,\"\",V119/(SUM($S119:$AE119)))","v":""},"","","","","","","","","","",{"$f":"IF(AG119=0,\"\",AG119/(SUM($U119:$AG119)))","v":""},{"$f":"SUM(U118:AG118)","v":1},null,null,null,null,null,{"$f":"IF(U118=0,\"\",U118)","v":1},"","","","","","","","","","","","",1]
[12,{"$f":"A119","v":12},{"$f":"A119","v":12},35,null,null,null,{"$f":"C20","v":497.60677592054759},null,{"$f":"J20","v":0},{"$f":"I20","v":2.7676502975000012},500.37442621804757,{"$f":"H20","v":3.9492851699999982},{"$f":"L20","v":0},{"$f":"K20","v":0},3.9492851699999982,3.9492851699999982,{"$f":"M20","v":0},{"$f":"L119-Q119-R119","v":496.42514104804758},{"$f":"IF(S119<0,0,S119)","v":496.42514104804758},{"$f":"K119+H119","v":500.37442621804757},null,null,null,null,null,null,null,null,null,null,null,{"$f":"J119","v":0},{"$f":"SUM(U119:AG119)","v":500.37442621804757},{"$f":"+Q119","v":3.9492851699999982},{"$f":"(AI165+R165+AJ165)*V164","v":233.78605599116651},{"$f":"(AI119+R119+AJ119)*U118","v":237.7353411611665},{"$f":"IF(AG119>0,(AI119+R119+AJ119)*AG118,\"\")","v":""},{"$f":"SUM(AI119:AK119)","v":475.470682322333},{"$f":"IF(AN118=\"\",\"\",$AK119*AN118)","v":237.7353411611665},"","","","","","","","","","","","",237.7353411611665,{"$f":"+U119","v":500.37442621804757},{"$f":"IF(D119=\"MAR\",IF((BB119-AJ119)<0,0,BB119-AJ119),IF(D119=\"C\",IF((BB119-AJ119)<0,0,BB119-AJ119),IF((BB119-AK119)<0,0,BB119-AK119)))","v":262.63908505688107},{"$f":"IF(AG119=0,\"\",IF(AG119-AL119<0,0,AG119-AL119))","v":""},{"$f":"IF(D119=\"MAR\",0,IF(D119=\"C\",0,AJ119))","v":233.78605599116651},{"$f":"IF(T119-BE119<0,0,T119-BE119)","v":262.63908505688107},{"$f":"IF(D119=\"MAR\",IF(AI119+R119+AJ119=0,\"Infinito\",(I119+U119+AG119)/(AI119+R119)),IF(D119=\"C\",IF(AI119+R119+AJ119=0,\"Infinito\",(I119+U119+AG119)/(AI119+R119)),IF(AI119+R119+AJ119=0,\"Infinito\",(I119+U119+AG119)/(AI119+R119+AJ119))))","v":2.1047540671659402},{"$f":"IF(BG119<1.4,\"1\", IF(BG119<3,\"2\", IF(BG119<9,\"3\", \"4\")))","v":"2"},{"$f":"IF(BG119<1.4,\"ROJO\", IF(BG119<3,\"AMARILLO\", IF(BG119<9,\"VERDE\", \"AZUL\")))","v":"AMARILLO"},{"$f":"IF(BG119<1.4,\"Déficit\", IF(BG119<3,\"Equilibrio\", IF(BG119<9,\"Disponibilidad\", \"Abundante\")))","v":"Equilibrio"},{"$f":"IF(I119+U119+AG119<=0,0,I119+U119+AG119)","v":500.37442621804757},{"$f":"IF(D119=\"MAR\",AI119+R119,IF(D119=\"C\",AI119+R119,AI119+R119+AJ119))","v":237.7353411611665},{"$f":"BK119/BL119","v":2.1047540671659402},262.63908505688107]
[null,null,null,null,null,null,null,null,null,null,null,null,null,null,null,null,null,null,null,null,{"$f":"IF(U121=0,\"\",U121/(SUM($U121:$AG121)))","v":0.7763136391453942},{"$f":"IF(V121=0,\"\",V121/(SUM($U121:$AG121)))","v":0.14622358747709363},{"$f":"IF(W121=0,\"\",W121/(SUM($U121:$AG121)))","v":7.7462773377512242E-2},{"$f":"IF(X121=0,\"\",X121/(SUM($S121:$AE121)))","v":""},"","","","","","","","",{"$f":"IF(AG121=0,\"\",AG121/(SUM($U121:$AG121)))","v":""},{"$f":"SUM(U120:AG120)","v":1},null,null,null,null,null,{"$f":"IF(U120=0,\"\",U120)","v":0.7763136391453942},0.14622358747709363,7.7462773377512242E-2,"","","","","","","","","","",1]
[13,{"$f":"A121","v":13},{"$f":"A121","v":13},35,null,null,null,{"$f":"C21","v":850.48608309319206},{"$f":"T115+T117","v":245.94458388589049},{"$f":"J21","v":0},{"$f":"I21","v":3.0757264650500034},1099.5063934441325,{"$f":"H21","v":5.8560180954000041},{"$f":"L21","v":0},{"$f":"K21","v":0},5.8560180954000041,5.8560180954000041,{"$f":"M21","v":0},{"$f":"L121-Q121-R121","v":1093.6503753487325},{"$f":"IF(S121<0,0,S121)","v":1093.6503753487325},{"$f":"K121+H121","v":853.56180955824209},{"$f":"T115","v":160.77376930340185},{"$f":"T117","v":85.170814582488646},null,null,null,null,null,null,null,null,null,{"$f":"J121","v":0},{"$f":"SUM(U121:AG121)","v":1099.5063934441325},{"$f":"+Q121","v":5.8560180954000041},{"$f":"(AI165+R165+AJ165)*W164","v":515.04282669135102},{"$f":"(AI121+R121+AJ121)*U120","v":404.38087782303455},{"$f":"IF(AG121>0,(AI121+R121+AJ121)*AG120,\"\")","v":""},{"$f":"SUM(AI121:AK121)","v":925.27972260978561},{"$f":"IF(AN120=\"\",\"\",$AK121*AN120)","v":313.92639086360896},59.130022662420402,31.324464297005193,"","","","","","","","","","",404.38087782303455,{"$f":"+U121","v":853.56180955824209},{"$f":"IF(D121=\"MAR\",IF((BB121-AJ121)<0,0,BB121-AJ121),IF(D121=\"C\",IF((BB121-AJ121)<0,0,BB121-AJ121),IF((BB121-AK121)<0,0,BB121-AK121)))","v":449.18093173520754},{"$f":"IF(AG121=0,\"\",IF(AG121-AL121<0,0,AG121-AL121))","v":""},{"$f":"IF(D121=\"MAR\",0,IF(D121=\"C\",0,AJ121))","v":515.04282669135102},{"$f":"IF(T121-BE121<0,0,T121-BE121)","v":578.60754865738147},{"$f":"IF(D121=\"MAR\",IF(AI121+R121+AJ121=0,\"Infinito\",(I121+U121+AG121)/(AI121+R121)),IF(D121=\"C\",IF(AI121+R121+AJ121=0,\"Infinito\",(I121+U121+AG121)/(AI121+R121)),IF(AI121+R121+AJ121=0,\"Infinito\",(I121+U121+AG121)/(AI121+R121+AJ121))))","v":2.1107867764503405},{"$f":"IF(BG121<1.4,\"1\", IF(BG121<3,\"2\", IF(BG121<9,\"3\", \"4\")))","v":"2"},{"$f":"IF(BG121<1.4,\"ROJO\", IF(BG121<3,\"AMARILLO\", IF(BG121<9,\"VERDE\", \"AZUL\")))","v":"AMARILLO"},{"$f":"IF(BG121<1.4,\"Déficit\", IF(BG121<3,\"Equilibrio\", IF(BG121<9,\"Disponibilidad\", \"Abundante\")))","v":"Equilibrio"},{"$f":"IF(I121+U121+AG121<=0,0,I121+U121+AG121)","v":1099.5063934441325},{"$f":"IF(D121=\"MAR\",AI121+R121,IF(D121=\"C\",AI121+R121,AI121+R121+AJ121))","v":520.89884478675106},{"$f":"BK121/BL121","v":2.1107867764503405},449.18093173520754]
[null,null,null,null,null,null,null,null,null,null,null,null,null,null,null,null,null,null,null,null,{"$f":"IF(U123=0,\"\",U123/(SUM($U123:$AG123)))","v":1},{"$f":"IF(V123=0,\"\",V123/(SUM($S123:$AE123)))","v":""},"","","","","","","","","","",{"$f":"IF(AG123=0,\"\",AG123/(SUM($U123:$AG123)))","v":""},{"$f":"SUM(U122:AG122)","v":1},null,null,null,null,null,{"$f":"IF(U122=0,\"\",U122)","v":1},"","","","","","","","","","","","",1]
[14,{"$f":"A123","v":14},{"$f":"A123","v":14},15,null,null,null,{"$f":"C27","v":34.36},null,{"$f":"J27","v":0},{"$f":"I27","v":1.8706312999999994},36.230631299999999,{"$f":"H27","v":7.181283800000001},{"$f":"L27","v":0},{"$f":"K27","v":0},7.181283800000001,7.181283800000001,{"$f":"M27","v":0},{"$f":"L123-Q123-R123","v":29.049347499999996},{"$f":"IF(S123<0,0,S123)","v":29.049347499999996},{"$f":"K123+H123","v":36.230631299999999},null,null,null,null,null,null,null,null,null,null,null,{"$f":"J123","v":0},{"$f":"SUM(U123:AG123)","v":36.230631299999999},{"$f":"+Q123","v":7.181283800000001},{"$f":"(AI125+R125+AJ125)*V124","v":21.294284992365483},{"$f":"(AI123+R123+AJ123)*U122","v":28.475568792365486},{"$f":"IF(AG123>0,(AI123+R123+AJ123)*AG122,\"\")","v":""},{"$f":"SUM(AI123:AK123)","v":56.951137584730972},{"$f":"IF(AN122=\"\",\"\",$AK123*AN122)","v":28.475568792365486},"","","","","","","","","","","","",28.475568792365486,{"$f":"+U123","v":36.230631299999999},{"$f":"IF(D123=\"MAR\",IF((BB123-AJ123)<0,0,BB123-AJ123),IF(D123=\"C\",IF((BB123-AJ123)<0,0,BB123-AJ123),IF((BB123-AK123)<0,0,BB123-AK123)))","v":7.7550625076345128},{"$f":"IF(AG123=0,\"\",IF(AG123-AL123<0,0,AG123-AL123))","v":""},{"$f":"IF(D123=\"MAR\",0,IF(D123=\"C\",0,AJ123))","v":21.294284992365483},{"$f":"IF(T123-BE123<0,0,T123-BE123)","v":7.7550625076345128},{"$f":"IF(D123=\"MAR\",IF(AI123+R123+AJ123=0,\"Infinito\",(I123+U123+AG123)/(AI123+R123)),IF(D123=\"C\",IF(AI123+R123+AJ123=0,\"Infinito\",(I123+U123+AG123)/(AI123+R123)),IF(AI123+R123+AJ123=0,\"Infinito\",(I123+U123+AG123)/(AI123+R123+AJ123))))","v":1.2723409166707744},{"$f":"IF(BG123<1.4,\"1\", IF(BG123<3,\"2\", IF(BG123<9,\"3\", \"4\")))","v":"1"},{"$f":"IF(BG123<1.4,\"ROJO\", IF(BG123<3,\"AMARILLO\", IF(BG123<9,\"VERDE\", \"AZUL\")))","v":"ROJO"},{"$f":"IF(BG123<1.4,\"Déficit\", IF(BG123<3,\"Equilibrio\", IF(BG123<9,\"Disponibilidad\", \"Abundante\")))","v":"Déficit"},{"$f":"IF(I123+U123+AG123<=0,0,I123+U123+AG123)","v":36.230631299999999},{"$f":"IF(D123=\"MAR\",AI123+R123,IF(D123=\"C\",AI123+R123,AI123+R123+AJ123))","v":28.475568792365486},{"$f":"BK123/BL123","v":1.2723409166707744},7.7550625076345128]
[null,null,null,null,null,null,null,null,null,null,null,null,null,null,null,null,null,null,null,null,{"$f":"IF(U125=0,\"\",U125/(SUM($U125:$AG125)))","v":0.81376010706308621},{"$f":"IF(V125=0,\"\",V125/(SUM($U125:$AG125)))","v":0.1862398929369137},{"$f":"IF(W125=0,\"\",W125/(SUM($S125:$AE125)))","v":""},"","","","","","","","","",{"$f":"IF(AG125=0,\"\",AG125/(SUM($U125:$AG125)))","v":""},0.99999999999999989,null,null,null,null,null,{"$f":"IF(U124=0,\"\",U124)","v":0.81376010706308621},0.1862398929369137,"","","","","","","","","","","",0.99999999999999989]
[15,{"$f":"A125","v":15},{"$f":"A125","v":15},16,null,null,null,{"$f":"C28","v":113.34405704435835},{"$f":"T123","v":29.049347499999996},{"$f":"J28","v":0},{"$f":"I28","v":13.584710788000001},155.97811533235836,{"$f":"H28","v":67.446365689999993},{"$f":"L28","v":0},{"$f":"K28","v":0},67.446365689999993,67.446365689999993,{"$f":"M28","v":0},{"$f":"L125-Q125-R125","v":88.531749642358363},{"$f":"IF(S125<0,0,S125)","v":88.531749642358363},{"$f":"K125+H125","v":126.92876783235835},{"$f":"T123","v":29.049347499999996},null,null,null,null,null,null,null,null,null,null,{"$f":"J125","v":0},155.97811533235836,{"$f":"+Q125","v":67.446365689999993},{"$f":"(AI127+R127+AJ127)*V126","v":46.89157048771591},{"$f":"(AI125+R125+AJ125)*U124","v":93.043651185350413},{"$f":"IF(AG125>0,(AI125+R125+AJ125)*AG124,\"\")","v":""},{"$f":"SUM(AI125:AK125)","v":207.38158736306633},{"$f":"IF(AN124=\"\",\"\",$AK125*AN124)","v":75.715211550131201},17.328439635219205,"","","","","","","","","","","",93.043651185350399,{"$f":"+U125","v":126.92876783235835},{"$f":"IF(D125=\"MAR\",IF((BB125-AJ125)<0,0,BB125-AJ125),IF(D125=\"C\",IF((BB125-AJ125)<0,0,BB125-AJ125),IF((BB125-AK125)<0,0,BB125-AK125)))","v":33.885116647007933},{"$f":"IF(AG125=0,\"\",IF(AG125-AL125<0,0,AG125-AL125))","v":""},{"$f":"IF(D125=\"MAR\",0,IF(D125=\"C\",0,AJ125))","v":46.89157048771591},{"$f":"IF(T125-BE125<0,0,T125-BE125)","v":41.640179154642453},{"$f":"IF(D125=\"MAR\",IF(AI125+R125+AJ125=0,\"Infinito\",(I125+U125+AG125)/(AI125+R125)),IF(D125=\"C\",IF(AI125+R125+AJ125=0,\"Infinito\",(I125+U125+AG125)/(AI125+R125)),IF(AI125+R125+AJ125=0,\"Infinito\",(I125+U125+AG125)/(AI125+R125+AJ125))))","v":1.3641851562715017},{"$f":"IF(BG125<1.4,\"1\", IF(BG125<3,\"2\", IF(BG125<9,\"3\", \"4\")))","v":"1"},{"$f":"IF(BG125<1.4,\"ROJO\", IF(BG125<3,\"AMARILLO\", IF(BG125<9,\"VERDE\", \"AZUL\")))","v":"ROJO"},{"$f":"IF(BG125<1.4,\"Déficit\", IF(BG125<3,\"Equilibrio\", IF(BG125<9,\"Disponibilidad\", \"Abundante\")))","v":"Déficit"},{"$f":"IF(I125+U125+AG125<=0,0,I125+U125+AG125)","v":155.97811533235836},{"$f":"IF(D125=\"MAR\",AI125+R125,IF(D125=\"C\",AI125+R125,AI125+R125+AJ125))","v":114.3379361777159},{"$f":"BK125/BL125","v":1.3641851562715017},33.885116647007933]
[null,null,null,null,null,null,null,null,null,null,null,null,null,null,null,null,null,null,null,null,{"$f":"IF(U127=0,\"\",U127/(SUM($U127:$AG127)))","v":0.51672003034854641},{"$f":"IF(V127=0,\"\",V127/(SUM($U127:$AG127)))","v":0.4832799696514537},{"$f":"IF(W127=0,\"\",W127/(SUM($S127:$AE127)))","v":""},"","","","","","","","","",{"$f":"IF(AG127=0,\"\",AG127/(SUM($U127:$AG127)))","v":""},1,null,null,null,null,null,{"$f":"IF(U126=0,\"\",U126)","v":0.51672003034854641},0.4832799696514537,"","","","","","","","","","","",1]
[16,{"$f":"A127","v":16},{"$f":"A127","v":16},42,null,null,null,{"$f":"C29","v":92.585935086847456},{"$f":"T125","v":88.531749642358363},{"$f":"J29","v":0},{"$f":"I29","v":2.0716779630000004},183.18936269220583,{"$f":"H29","v":7.7197571899999993},{"$f":"L29","v":0},{"$f":"K29","v":0},7.7197571899999993,7.7197571899999993,{"$f":"M29","v":0},{"$f":"L127-Q127-R127","v":175.46960550220584},{"$f":"IF(S127<0,0,S127)","v":175.46960550220584},{"$f":"K127+H127","v":94.657613049847455},{"$f":"T125","v":88.531749642358363},null,null,null,null,null,null,null,null,null,null,{"$f":"J127","v":0},183.1893626922058,{"$f":"+Q127","v":7.7197571899999993},{"$f":"(AI179+R179+AJ179)*V178","v":89.307997801655418},{"$f":"(AI127+R127+AJ127)*U126","v":50.136184503939511},{"$f":"IF(AG127>0,(AI127+R127+AJ127)*AG126,\"\")","v":""},{"$f":"SUM(AI127:AK127)","v":147.16393949559492},{"$f":"IF(AN126=\"\",\"\",$AK127*AN126)","v":25.906370778435946},24.229813725503568,"","","","","","","","","","","",50.136184503939518,{"$f":"+U127","v":94.657613049847455},{"$f":"BB127-AK127","v":44.521428545907945},{"$f":"IF(AG127=0,\"\",IF(AG127-AL127<0,0,AG127-AL127))","v":""},{"$f":"IF(D127=\"MAR\",0,IF(D127=\"C\",0,AJ127))","v":89.307997801655418},{"$f":"IF(T127-BE127<0,0,T127-BE127)","v":86.16160770055042},{"$f":"IF(D127=\"MAR\",IF(AI127+R127+AJ127=0,\"Infinito\",(I127+U127+AG127)/(AI127+R127)),IF(D127=\"C\",IF(AI127+R127+AJ127=0,\"Infinito\",(I127+U127+AG127)/(AI127+R127)),IF(AI127+R127+AJ127=0,\"Infinito\",(I127+U127+AG127)/(AI127+R127+AJ127))))","v":1.8880099071442029},{"$f":"IF(BG127<1.4,\"1\", IF(BG127<3,\"2\", IF(BG127<9,\"3\", \"4\")))","v":"2"},{"$f":"IF(BG127<1.4,\"ROJO\", IF(BG127<3,\"AMARILLO\", IF(BG127<9,\"VERDE\", \"AZUL\")))","v":"AMARILLO"},{"$f":"IF(BG127<1.4,\"Déficit\", IF(BG127<3,\"Equilibrio\", IF(BG127<9,\"Disponibilidad\", \"Abundante\")))","v":"Equilibrio"},{"$f":"IF(I127+U127+AG127<=0,0,I127+U127+AG127)","v":183.1893626922058},{"$f":"IF(D127=\"MAR\",AI127+R127,IF(D127=\"C\",AI127+R127,AI127+R127+AJ127))","v":97.027754991655414},{"$f":"BK127/BL127","v":1.8880099071442029},44.521428545907945]
[null,null,null,null,null,null,null,null,null,null,null,null,null,null,null,null,null,null,null,null,{"$f":"IF(U129=0,\"\",U129/(SUM($U129:$AG129)))","v":1},{"$f":"IF(V129=0,\"\",V129/(SUM($S129:$AE129)))","v":""},"","","","","","","","","","",{"$f":"IF(AG129=0,\"\",AG129/(SUM($U129:$AG129)))","v":""},1,null,null,null,null,null,{"$f":"IF(U128=0,\"\",U128)","v":1},"","","","","","","","","","","","",1]
[17,{"$f":"A129","v":17},{"$f":"A129","v":17},18,null,null,null,{"$f":"C30","v":35.734767308174661},null,{"$f":"J30","v":0},{"$f":"I30","v":1.0579980325},36.792765340674663,{"$f":"H30","v":36.542451909999997},{"$f":"L30","v":0},{"$f":"K30","v":0},36.542451909999997,36.542451909999997,{"$f":"M30","v":0},{"$f":"L129-Q129-R129","v":0.25031343067466594},{"$f":"IF(S129<0,0,S129)","v":0.25031343067466594},{"$f":"K129+H129","v":36.792765340674663},null,null,null,null,null,null,null,null,null,null,null,{"$f":"J129","v":0},36.792765340674663,{"$f":"+Q129","v":36.542451909999997},{"$f":"(AI131+R131+AJ131)*V130","v":0.24972665159150068},{"$f":"(AI129+R129+AJ129)*U128","v":36.792178561591498},{"$f":"IF(AG129>0,(AI129+R129+AJ129)*AG128,\"\")","v":""},{"$f":"SUM(AI129:AK129)","v":73.584357123182997},{"$f":"IF(AN128=\"\",\"\",$AK129*AN128)","v":36.792178561591498},"","","","","","","","","","","","",36.792178561591498,{"$f":"+U129","v":36.792765340674663},{"$f":"IF(D129=\"MAR\",IF((BB129-AJ129)<0,0,BB129-AJ129),IF(D129=\"C\",IF((BB129-AJ129)<0,0,BB129-AJ129),IF((BB129-AK129)<0,0,BB129-AK129)))","v":5.8677908316440153E-4},{"$f":"IF(AG129=0,\"\",IF(AG129-AL129<0,0,AG129-AL129))","v":""},{"$f":"IF(D129=\"MAR\",0,IF(D129=\"C\",0,AJ129))","v":0.24972665159150068},{"$f":"IF(T129-BE129<0,0,T129-BE129)","v":5.8677908316526195E-4},{"$f":"IF(D129=\"MAR\",IF(AI129+R129+AJ129=0,\"Infinito\",(I129+U129+AG129)/(AI129+R129)),IF(D129=\"C\",IF(AI129+R129+AJ129=0,\"Infinito\",(I129+U129+AG129)/(AI129+R129)),IF(AI129+R129+AJ129=0,\"Infinito\",(I129+U129+AG129)/(AI129+R129+AJ129))))","v":1.0000159484734557},{"$f":"IF(BG129<1.4,\"1\", IF(BG129<3,\"2\", IF(BG129<9,\"3\", \"4\")))","v":"1"},{"$f":"IF(BG129<1.4,\"ROJO\", IF(BG129<3,\"AMARILLO\", IF(BG129<9,\"VERDE\", \"AZUL\")))","v":"ROJO"},{"$f":"IF(BG129<1.4,\"Déficit\", IF(BG129<3,\"Equilibrio\", IF(BG129<9,\"Disponibilidad\", \"Abundante\")))","v":"Déficit"},{"$f":"IF(I129+U129+AG129<=0,0,I129+U129+AG129)","v":36.792765340674663},{"$f":"IF(D129=\"MAR\",AI129+R129,IF(D129=\"C\",AI129+R129,AI129+R129+AJ129))","v":36.792178561591498},{"$f":"BK129/BL129","v":1.0000159484734557},5.8677908316440153E-4]
[null,null,null,null,null,null,null,null,null,null,null,null,null,null,null,null,null,null,null,null,{"$f":"IF(U131=0,\"\",U131/(SUM($U131:$AG131)))","v":0.99441931306919995},{"$f":"IF(V131=0,0,V131/(SUM($U131:$AG131)))","v":5.5806869308000859E-3},{"$f":"IF(W131=0,\"\",W131/(SUM($S131:$AE131)))","v":""},"","","","","","","","","",{"$f":"IF(AG131=0,\"\",AG131/(SUM($U131:$AG131)))","v":""},1,null,null,null,null,null,{"$f":"IF(U130=0,\"\",U130)","v":0.99441931306919995},5.5806869308000859E-3,"","","","","","","","","","","",1]
[18,{"$f":"A131","v":18},{"$f":"A131","v":18},19,null,null,null,{"$f":"C31","v":42.108945933163511},{"$f":"T129","v":0.25031343067466594},{"$f":"J31","v":0},{"$f":"I31","v":2.49425666},44.853516023838175,{"$f":"H31","v":41.41244038},{"$f":"L31","v":1.2104521853329753},{"$f":"K31","v":0},42.622892565332975,42.622892565332975,{"$f":"M31","v":0.6275206682373099},{"$f":"L131-Q131-R131","v":1.6031027902678896},{"$f":"IF(S131<0,0,S131)","v":1.6031027902678896},{"$f":"K131+H131","v":44.603202593163509},{"$f":"T129","v":0.25031343067466594},null,null,null,null,null,null,null,null,null,null,{"$f":"J131","v":0},44.853516023838175,{"$f":"+Q131","v":42.622892565332975},{"$f":"(AI133+R133+AJ133)*V132","v":1.4979581924000542},{"$f":"(AI131+R131+AJ131)*U130","v":44.498644774378839},{"$f":"IF(AG131>0,(AI131+R131+AJ131)*AG130,\"\")","v":""},{"$f":"SUM(AI131:AK131)","v":88.61949553211187},{"$f":"IF(AN130=\"\",\"\",$AK131*AN130)","v":44.250311769048146},{"$f":"IF(AO130=\"\",\"\",$AK131*AO130)","v":0.24833300533069153},"","","","","","","","","","","",{"$f":"SUM(AN131:AZ131)","v":44.498644774378839},{"$f":"+U131","v":44.603202593163509},{"$f":"IF(D131=\"MAR\",IF((BB131-AJ131)<0,0,BB131-AJ131),IF(D131=\"C\",IF((BB131-AJ131)<0,0,BB131-AJ131),IF((BB131-AK131)<0,0,BB131-AK131)))","v":0.10455781878467008},{"$f":"IF(AG131=0,\"\",IF(AG131-AL131<0,0,AG131-AL131))","v":""},{"$f":"IF(D131=\"MAR\",0,IF(D131=\"C\",0,AJ131))","v":1.4979581924000542},{"$f":"IF(T131-BE131<0,0,T131-BE131)","v":0.10514459786783537},{"$f":"IF(D131=\"MAR\",IF(AI131+R131+AJ131=0,\"Infinito\",(I131+U131+AG131)/(AI131+R131)),IF(D131=\"C\",IF(AI131+R131+AJ131=0,\"Infinito\",(I131+U131+AG131)/(AI131+R131)),IF(AI131+R131+AJ131=0,\"Infinito\",(I131+U131+AG131)/(AI131+R131+AJ131))))","v":1.002349685463789},{"$f":"IF(BG131<1.4,\"1\", IF(BG131<3,\"2\", IF(BG131<9,\"3\", \"4\")))","v":"1"},{"$f":"IF(BG131<1.4,\"ROJO\", IF(BG131<3,\"AMARILLO\", IF(BG131<9,\"VERDE\", \"AZUL\")))","v":"ROJO"},{"$f":"IF(BG131<1.4,\"Déficit\", IF(BG131<3,\"Equilibrio\", IF(BG131<9,\"Disponibilidad\", \"Abundante\")))","v":"Déficit"},{"$f":"IF(I131+U131+AG131<=0,0,I131+U131+AG131)","v":44.853516023838175},{"$f":"IF(D131=\"MAR\",AI131+R131,IF(D131=\"C\",AI131+R131,AI131+R131+AJ131))","v":44.74837142597034},{"$f":"BK131/BL131","v":1.002349685463789},0.10455781878467008]
[null,null,null,null,null,null,null,null,null,null,null,null,null,null,null,null,null,null,null,null,{"$f":"IF(U133=0,\"\",U133/(SUM($U133:$AG133)))","v":0.98329732277702353},{"$f":"IF(V133=0,0,V133/(SUM($U133:$AG133)))","v":1.6702677222976584E-2},{"$f":"IF(W133=0,\"\",W133/(SUM($S133:$AE133)))","v":""},"","","","","","","","","",{"$f":"IF(AG133=0,\"\",AG133/(SUM($U133:$AG133)))","v":""},1.0000000000000002,null,null,null,null,null,{"$f":"IF(U132=0,\"\",U132)","v":0.98329732277702353},1.6702677222976584E-2,"","","","","","","","","","","",1.0000000000000002]
[19,{"$f":"A133","v":19},{"$f":"A133","v":19},20,null,null,null,{"$f":"C32","v":90.747352748236423},{"$f":"T131","v":1.6031027902678896},{"$f":"J32","v":0},{"$f":"I32","v":3.6283368950000012},95.97879243350431,{"$f":"H32","v":14.130033959999997},{"$f":"L32","v":0},{"$f":"K32","v":63.072000000000003},77.202033959999994,77.202033959999994,{"$f":"M32","v":0},{"$f":"L133-Q133-R133","v":18.776758473504316},{"$f":"IF(S133<0,0,S133)","v":18.776758473504316},{"$f":"K133+H133","v":94.375689643236427},{"$f":"T131","v":1.6031027902678896},null,null,null,null,null,null,null,null,null,null,{"$f":"J133","v":0},95.97879243350431,{"$f":"+Q133","v":77.202033959999994},{"$f":"(AI135+R135+AJ135)*V134","v":12.481683949571341},{"$f":"(AI133+R133+AJ133)*U132","v":88.18575971717128},{"$f":"IF(AG133>0,(AI133+R133+AJ133)*AG132,\"\")","v":""},{"$f":"SUM(AI133:AK133)","v":177.86947762674259},{"$f":"IF(AN132=\"\",\"\",$AK133*AN132)","v":86.71282143695241},1.4729382802188826,"","","","","","","","","","","",88.185759717171294,{"$f":"+U133","v":94.375689643236427},{"$f":"IF(D133=\"MAR\",IF((BB133-AJ133)<0,0,BB133-AJ133),IF(D133=\"C\",IF((BB133-AJ133)<0,0,BB133-AJ133),IF((BB133-AK133)<0,0,BB133-AK133)))","v":6.1899299260651475},{"$f":"IF(AG133=0,\"\",IF(AG133-AL133<0,0,AG133-AL133))","v":""},{"$f":"IF(D133=\"MAR\",0,IF(D133=\"C\",0,AJ133))","v":12.481683949571341},{"$f":"IF(T133-BE133<0,0,T133-BE133)","v":6.2950745239329748},{"$f":"IF(D133=\"MAR\",IF(AI133+R133+AJ133=0,\"Infinito\",(I133+U133+AG133)/(AI133+R133)),IF(D133=\"C\",IF(AI133+R133+AJ133=0,\"Infinito\",(I133+U133+AG133)/(AI133+R133)),IF(AI133+R133+AJ133=0,\"Infinito\",(I133+U133+AG133)/(AI133+R133+AJ133))))","v":1.0701919442086505},{"$f":"IF(BG133<1.4,\"1\", IF(BG133<3,\"2\", IF(BG133<9,\"3\", \"4\")))","v":"1"},{"$f":"IF(BG133<1.4,\"ROJO\", IF(BG133<3,\"AMARILLO\", IF(BG133<9,\"VERDE\", \"AZUL\")))","v":"ROJO"},{"$f":"IF(BG133<1.4,\"Déficit\", IF(BG133<3,\"Equilibrio\", IF(BG133<9,\"Disponibilidad\", \"Abundante\")))","v":"Déficit"},{"$f":"IF(I133+U133+AG133<=0,0,I133+U133+AG133)","v":95.97879243350431},{"$f":"IF(D133=\"MAR\",AI133+R133,IF(D133=\"C\",AI133+R133,AI133+R133+AJ133))","v":89.683717909571328},{"$f":"BK133/BL133","v":1.0701919442086505},6.1899299260651475]
[null,null,null,null,null,null,null,null,null,null,null,null,null,null,null,null,null,null,null,null,{"$f":"IF(U135=0,\"\",U135/(SUM($U135:$AG135)))","v":0.87613191033660676},{"$f":"IF(V135=0,0,V135/(SUM($U135:$AG135)))","v":0.12386808966339329},{"$f":"IF(W135=0,\"\",W135/(SUM($S135:$AE135)))","v":""},"","","","","","","","","",{"$f":"IF(AG135=0,\"\",AG135/(SUM($U135:$AG135)))","v":""},1,null,null,null,null,null,{"$f":"IF(U134=0,\"\",U134)","v":0.87613191033660676},0.12386808966339329,"","","","","","","","","","","",1]
[20,{"$f":"A135","v":20},{"$f":"A135","v":20},21,null,null,null,{"$f":"C33","v":122.43114264328182},{"$f":"T133","v":18.776758473504316},{"$f":"J33","v":0},{"$f":"I33","v":10.378827349999998},151.58672846678613,{"$f":"H33","v":14.753710200000004},{"$f":"L33","v":0},{"$f":"K33","v":0},14.753710200000004,14.753710200000004,{"$f":"M33","v":0},{"$f":"L135-Q135-R135","v":136.83301826678613},{"$f":"IF(S135<0,0,S135)","v":136.83301826678613},{"$f":"K135+H135","v":132.80996999328181},{"$f":"T133","v":18.776758473504316},null,null,null,null,null,null,null,null,null,null,{"$f":"J135","v":0},151.58672846678613,{"$f":"+Q135","v":14.753710200000004},{"$f":"(AI137+R137+AJ137)*V136","v":86.012225429505804},{"$f":"(AI135+R135+AJ135)*U134","v":88.284251679934471},{"$f":"IF(AG135>0,(AI135+R135+AJ135)*AG134,\"\")","v":""},{"$f":"SUM(AI135:AK135)","v":189.05018730944028},{"$f":"IF(AN134=\"\",\"\",$AK135*AN134)","v":77.348650076978771},10.935601602955701,"","","","","","","","","","","",88.284251679934471,{"$f":"+U135","v":132.80996999328181},{"$f":"IF(D135=\"MAR\",IF((BB135-AJ135)<0,0,BB135-AJ135),IF(D135=\"C\",IF((BB135-AJ135)<0,0,BB135-AJ135),IF((BB135-AK135)<0,0,BB135-AK135)))","v":44.52571831334734},{"$f":"IF(AG135=0,\"\",IF(AG135-AL135<0,0,AG135-AL135))","v":""},{"$f":"IF(D135=\"MAR\",0,IF(D135=\"C\",0,AJ135))","v":86.012225429505804},{"$f":"IF(T135-BE135<0,0,T135-BE135)","v":50.820792837280322},{"$f":"IF(D135=\"MAR\",IF(AI135+R135+AJ135=0,\"Infinito\",(I135+U135+AG135)/(AI135+R135)),IF(D135=\"C\",IF(AI135+R135+AJ135=0,\"Infinito\",(I135+U135+AG135)/(AI135+R135)),IF(AI135+R135+AJ135=0,\"Infinito\",(I135+U135+AG135)/(AI135+R135+AJ135))))","v":1.5043449705477574},{"$f":"IF(BG135<1.4,\"1\", IF(BG135<3,\"2\", IF(BG135<9,\"3\", \"4\")))","v":"2"},{"$f":"IF(BG135<1.4,\"ROJO\", IF(BG135<3,\"AMARILLO\", IF(BG135<9,\"VERDE\", \"AZUL\")))","v":"AMARILLO"},{"$f":"IF(BG135<1.4,\"Déficit\", IF(BG135<3,\"Equilibrio\", IF(BG135<9,\"Disponibilidad\", \"Abundante\")))","v":"Equilibrio"},{"$f":"IF(I135+U135+AG135<=0,0,I135+U135+AG135)","v":151.58672846678613},{"$f":"IF(D135=\"MAR\",AI135+R135,IF(D135=\"C\",AI135+R135,AI135+R135+AJ135))","v":100.7659356295058},{"$f":"BK135/BL135","v":1.5043449705477574},44.52571831334734]
[null,null,null,null,null,null,null,null,null,null,null,null,null,null,null,null,null,null,null,null,{"$f":"IF(U137=0,\"\",U137/(SUM($U137:$AG137)))","v":0.82646209481707567},{"$f":"IF(V137=0,\"\",V137/(SUM($U137:$AG137)))","v":0.17353790518292439},{"$f":"IF(W137=0,\"\",W137/(SUM($S137:$AE137)))","v":""},"","","","","","","","","",{"$f":"IF(AG137=0,\"\",AG137/(SUM($U137:$AG137)))","v":""},1,null,null,null,null,null,{"$f":"IF(U136=0,\"\",U136)","v":0.82646209481707567},0.17353790518292439,"","","","","","","","","","","",1]
[21,{"$f":"A137","v":21},{"$f":"A137","v":21},42,null,null,null,{"$f":"C34","v":636.94619987906538},{"$f":"T135","v":136.83301826678613},{"$f":"J34","v":0},{"$f":"I34","v":14.711446890999994},788.49066503685151,{"$f":"H34","v":192.09402080000001},{"$f":"L34","v":0},{"$f":"K34","v":0},192.09402080000001,192.09402080000001,{"$f":"M34","v":0},{"$f":"L137-Q137-R137","v":596.39664423685144},{"$f":"IF(S137<0,0,S137)","v":596.39664423685144},{"$f":"K137+H137","v":651.65764677006541},{"$f":"T135","v":136.83301826678613},null,null,null,null,null,null,null,null,null,null,{"$f":"J137","v":0},788.49066503685151,{"$f":"+Q137","v":192.09402080000001},{"$f":"(AI179+R179+AJ179)*W178","v":303.54539203514554},{"$f":"(AI137+R137+AJ137)*U136","v":409.62718740563975},{"$f":"IF(AG137>0,(AI137+R137+AJ137)*AG136,\"\")","v":""},{"$f":"SUM(AI137:AK137)","v":905.26660024078524},{"$f":"IF(AN136=\"\",\"\",$AK137*AN136)","v":338.54134339729188},71.085844008347905,"","","","","","","","","","","",409.6271874056398,{"$f":"+U137","v":651.65764677006541},{"$f":"IF(D137=\"MAR\",IF((BB137-AJ137)<0,0,BB137-AJ137),IF(D137=\"C\",IF((BB137-AJ137)<0,0,BB137-AJ137),IF((BB137-AK137)<0,0,BB137-AK137)))","v":242.03045936442567},{"$f":"IF(AG137=0,\"\",IF(AG137-AL137<0,0,AG137-AL137))","v":""},{"$f":"IF(D137=\"MAR\",0,IF(D137=\"C\",0,AJ137))","v":303.54539203514554},{"$f":"IF(T137-BE137<0,0,T137-BE137)","v":292.8512522017059},{"$f":"IF(D137=\"MAR\",IF(AI137+R137+AJ137=0,\"Infinito\",(I137+U137+AG137)/(AI137+R137)),IF(D137=\"C\",IF(AI137+R137+AJ137=0,\"Infinito\",(I137+U137+AG137)/(AI137+R137)),IF(AI137+R137+AJ137=0,\"Infinito\",(I137+U137+AG137)/(AI137+R137+AJ137))))","v":1.5908554578550256},{"$f":"IF(BG137<1.4,\"1\", IF(BG137<3,\"2\", IF(BG137<9,\"3\", \"4\")))","v":"2"},{"$f":"IF(BG137<1.4,\"ROJO\", IF(BG137<3,\"AMARILLO\", IF(BG137<9,\"VERDE\", \"AZUL\")))","v":"AMARILLO"},{"$f":"IF(BG137<1.4,\"Déficit\", IF(BG137<3,\"Equilibrio\", IF(BG137<9,\"Disponibilidad\", \"Abundante\")))","v":"Equilibrio"},{"$f":"IF(I137+U137+AG137<=0,0,I137+U137+AG137)","v":788.49066503685151},{"$f":"IF(D137=\"MAR\",AI137+R137,IF(D137=\"C\",AI137+R137,AI137+R137+AJ137))","v":495.63941283514555},{"$f":"BK137/BL137","v":1.5908554578550256},242.03045936442567]
[null,null,null,null,null,null,null,null,null,null,null,null,null,null,null,null,null,null,null,null,{"$f":"IF(U139=0,\"\",U139/(SUM($U139:$AG139)))","v":1},{"$f":"IF(V139=0,\"\",V139/(SUM($S139:$AE139)))","v":""},"","","","","","","","","","",{"$f":"IF(AG139=0,\"\",AG139/(SUM($U139:$AG139)))","v":""},1,null,null,null,null,null,null,{"$f":"IF(V138=0,\"\",V138)","v":""},"","","","","","","","","","",""]
[22,{"$f":"A139","v":22},{"$f":"A139","v":22},24,null,null,null,{"$f":"C22","v":1172.3661158196633},null,{"$f":"J22","v":0},{"$f":"I22","v":5.5154670550000215},1177.8815828746633,{"$f":"H22","v":8.158541399999983},{"$f":"L22","v":0},{"$f":"K22","v":0},8.158541399999983,8.158541399999983,{"$f":"M22","v":0},{"$f":"L139-Q139-R139","v":1169.7230414746634},{"$f":"IF(S139<0,0,S139)","v":1169.7230414746634},{"$f":"K139+H139","v":1177.8815828746633},null,null,null,null,null,null,null,null,null,null,null,{"$f":"J139","v":0},1177.8815828746633,{"$f":"+Q139","v":8.158541399999983},{"$f":"(AI143+R143+AJ143)*V142","v":680.01771579077467},{"$f":"(AI139+R139+AJ139)*U138","v":688.17625719077466},{"$f":"IF(AG139>0,(AI139+R139+AJ139)*AG138,\"\")","v":""},{"$f":"SUM(AI139:AK139)","v":1376.3525143815493},{"$f":"IF(AN138=\"\",\"\",$AK139*AN138)","v":""},"","","","","","","","","","","","",{"$f":"SUM(AN139:AZ139)","v":0},{"$f":"+U139","v":1177.8815828746633},{"$f":"IF(D139=\"MAR\",IF((BB139-AJ139)<0,0,BB139-AJ139),IF(D139=\"C\",IF((BB139-AJ139)<0,0,BB139-AJ139),IF((BB139-AK139)<0,0,BB139-AK139)))","v":489.70532568388865},{"$f":"IF(AG139=0,\"\",IF(AG139-AL139<0,0,AG139-AL139))","v":""},{"$f":"IF(D139=\"MAR\",0,IF(D139=\"C\",0,AJ139))","v":680.01771579077467},{"$f":"IF(T139-BE139<0,0,T139-BE139)","v":489.70532568388876},{"$f":"IF(D139=\"MAR\",IF(AI139+R139+AJ139=0,\"Infinito\",(I139+U139+AG139)/(AI139+R139)),IF(D139=\"C\",IF(AI139+R139+AJ139=0,\"Infinito\",(I139+U139+AG139)/(AI139+R139)),IF(AI139+R139+AJ139=0,\"Infinito\",(I139+U139+AG139)/(AI139+R139+AJ139))))","v":1.7115986937458867},{"$f":"IF(BG139<1.4,\"1\", IF(BG139<3,\"2\", IF(BG139<9,\"3\", \"4\")))","v":"2"},{"$f":"IF(BG139<1.4,\"ROJO\", IF(BG139<3,\"AMARILLO\", IF(BG139<9,\"VERDE\", \"AZUL\")))","v":"AMARILLO"},{"$f":"IF(BG139<1.4,\"Déficit\", IF(BG139<3,\"Equilibrio\", IF(BG139<9,\"Disponibilidad\", \"Abundante\")))","v":"Equilibrio"},{"$f":"IF(I139+U139+AG139<=0,0,I139+U139+AG139)","v":1177.8815828746633},{"$f":"IF(D139=\"MAR\",AI139+R139,IF(D139=\"C\",AI139+R139,AI139+R139+AJ139))","v":688.17625719077466},{"$f":"BK139/BL139","v":1.7115986937458867},489.70532568388865]
[null,null,null,null,null,null,null,null,null,null,null,null,null,null,null,null,null,null,null,null,{"$f":"IF(U141=0,\"\",U141/(SUM($U141:$AG141)))","v":1},{"$f":"IF(V141=0,\"\",V141/(SUM($S141:$AE141)))","v":""},"","","","","","","","","","",{"$f":"IF(AG141=0,\"\",AG141/(SUM($U141:$AG141)))","v":""},1,null,null,null,null,null,null,{"$f":"IF(V140=0,\"\",V140)","v":""},"","","","","","","","","","",""]
[23,{"$f":"A141","v":23},{"$f":"A141","v":23},24,null,null,null,{"$f":"C23","v":1006.3360613854276},null,{"$f":"J23","v":0},{"$f":"I23","v":4.2434926729999995},1010.5795540584276,{"$f":"H23","v":6.6721687700000007},{"$f":"L23","v":0},{"$f":"K23","v":0},6.6721687700000007,6.6721687700000007,{"$f":"M23","v":0},{"$f":"L141-Q141-R141","v":1003.9073852884276},{"$f":"IF(S141<0,0,S141)","v":1003.9073852884276},{"$f":"K141+H141","v":1010.5795540584276},null,null,null,null,null,null,null,null,null,null,null,{"$f":"J141","v":0},1010.5795540584276,{"$f":"+Q141","v":6.6721687700000007},{"$f":"(AI143+R143+AJ143)*W142","v":583.62089383883665},{"$f":"(AI141+R141+AJ141)*U140","v":590.29306260883664},{"$f":"IF(AG141>0,(AI141+R141+AJ141)*AG140,\"\")","v":""},{"$f":"SUM(AI141:AK141)","v":1180.5861252176733},{"$f":"IF(AN140=\"\",\"\",$AK141*AN140)","v":""},"","","","","","","","","","","","",{"$f":"SUM(AN141:AZ141)","v":0},{"$f":"+U141","v":1010.5795540584276},{"$f":"IF(D141=\"MAR\",IF((BB141-AJ141)<0,0,BB141-AJ141),IF(D141=\"C\",IF((BB141-AJ141)<0,0,BB141-AJ141),IF((BB141-AK141)<0,0,BB141-AK141)))","v":420.28649144959093},{"$f":"IF(AG141=0,\"\",IF(AG141-AL141<0,0,AG141-AL141))","v":""},{"$f":"IF(D141=\"MAR\",0,IF(D141=\"C\",0,AJ141))","v":583.62089383883665},{"$f":"IF(T141-BE141<0,0,T141-BE141)","v":420.28649144959093},{"$f":"IF(D141=\"MAR\",IF(AI141+R141+AJ141=0,\"Infinito\",(I141+U141+AG141)/(AI141+R141)),IF(D141=\"C\",IF(AI141+R141+AJ141=0,\"Infinito\",(I141+U141+AG141)/(AI141+R141)),IF(AI141+R141+AJ141=0,\"Infinito\",(I141+U141+AG141)/(AI141+R141+AJ141))))","v":1.7119963253372974},{"$f":"IF(BG141<1.4,\"1\", IF(BG141<3,\"2\", IF(BG141<9,\"3\", \"4\")))","v":"2"},{"$f":"IF(BG141<1.4,\"ROJO\", IF(BG141<3,\"AMARILLO\", IF(BG141<9,\"VERDE\", \"AZUL\")))","v":"AMARILLO"},{"$f":"IF(BG141<1.4,\"Déficit\", IF(BG141<3,\"Equilibrio\", IF(BG141<9,\"Disponibilidad\", \"Abundante\")))","v":"Equilibrio"},{"$f":"IF(I141+U141+AG141<=0,0,I141+U141+AG141)","v":1010.5795540584276},{"$f":"IF(D141=\"MAR\",AI141+R141,IF(D141=\"C\",AI141+R141,AI141+R141+AJ141))","v":590.29306260883664},{"$f":"BK141/BL141","v":1.7119963253372974},420.28649144959093]
[null,null,null,null,null,null,null,null,null,null,null,null,null,null,null,null,null,null,null,null,{"$f":"IF(U143=0,\"\",U143/(SUM($U143:$AG143)))","v":0.10536019390165086},{"$f":"IF(V143=0,\"\",V143/(SUM($U143:$AG143)))","v":0.48144375517049309},{"$f":"IF(W143=0,\"\",W143/(SUM($U143:$AG143)))","v":0.41319605092785594},{"$f":"IF(X143=0,\"\",X143/(SUM($S143:$AE143)))","v":""},"","","","","","","","",{"$f":"IF(AG143=0,\"\",AG143/(SUM($U143:$AG143)))","v":""},0.99999999999999989,null,null,null,null,null,{"$f":"IF(U142=0,\"\",U142)","v":0.10536019390165086},0.48144375517049309,0.41319605092785594,"","","","","","","","","",""]
[24,{"$f":"A143","v":24},{"$f":"A143","v":24},26,null,null,null,{"$f":"C24","v":248.20369091704211},{"$f":"T139+T141","v":2173.6304267630912},{"$f":"J24","v":0},{"$f":"I24","v":7.7810324020000143},2429.6151500821334,{"$f":"H24","v":394.33798329000007},{"$f":"L24","v":0},{"$f":"K24","v":0},394.33798329000007,394.33798329000007,{"$f":"M24","v":0},{"$f":"L143-Q143-R143","v":2035.2771667921334},{"$f":"IF(S143<0,0,S143)","v":2035.2771667921334},{"$f":"K143+H143","v":255.98472331904213},{"$f":"T139","v":1169.7230414746634},{"$f":"T141","v":1003.9073852884276},null,null,null,null,null,null,null,null,null,{"$f":"J143","v":0},2429.6151500821334,{"$f":"+Q143","v":394.33798329000007},{"$f":"(AI147+R147+AJ147)*V146","v":1018.1171757762148},{"$f":"(AI143+R143+AJ143)*U142","v":148.81654943660351},{"$f":"IF(AG143>0,(AI143+R143+AJ143)*AG142,\"\")","v":""},{"$f":"SUM(AI143:AK143)","v":1561.2717085028185},{"$f":"IF(AN142=\"\",\"\",$AK143*AN142)","v":15.679340504415157},71.646798392273723,61.490410539914613,"","","","","","","","","","",{"$f":"SUM(AN143:AZ143)","v":148.81654943660348},{"$f":"+U143","v":255.98472331904213},{"$f":"IF(D143=\"MAR\",IF((BB143-AJ143)<0,0,BB143-AJ143),IF(D143=\"C\",IF((BB143-AJ143)<0,0,BB143-AJ143),IF((BB143-AK143)<0,0,BB143-AK143)))","v":107.16817388243862},{"$f":"IF(AG143=0,\"\",IF(AG143-AL143<0,0,AG143-AL143))","v":""},{"$f":"IF(D143=\"MAR\",0,IF(D143=\"C\",0,AJ143))","v":1018.1171757762148},{"$f":"IF(T143-BE143<0,0,T143-BE143)","v":1017.1599910159185},{"$f":"IF(D143=\"MAR\",IF(AI143+R143+AJ143=0,\"Infinito\",(I143+U143+AG143)/(AI143+R143)),IF(D143=\"C\",IF(AI143+R143+AJ143=0,\"Infinito\",(I143+U143+AG143)/(AI143+R143)),IF(AI143+R143+AJ143=0,\"Infinito\",(I143+U143+AG143)/(AI143+R143+AJ143))))","v":1.7201361292689608},{"$f":"IF(BG143<1.4,\"1\", IF(BG143<3,\"2\", IF(BG143<9,\"3\", \"4\")))","v":"2"},{"$f":"IF(BG143<1.4,\"ROJO\", IF(BG143<3,\"AMARILLO\", IF(BG143<9,\"VERDE\", \"AZUL\")))","v":"AMARILLO"},{"$f":"IF(BG143<1.4,\"Déficit\", IF(BG143<3,\"Equilibrio\", IF(BG143<9,\"Disponibilidad\", \"Abundante\")))","v":"Equilibrio"},{"$f":"IF(I143+U143+AG143<=0,0,I143+U143+AG143)","v":2429.6151500821334},{"$f":"IF(D143=\"MAR\",AI143+R143,IF(D143=\"C\",AI143+R143,AI143+R143+AJ143))","v":1412.4551590662149},{"$f":"BK143/BL143","v":1.7201361292689608},107.16817388243862]
[null,null,null,null,null,null,null,null,null,null,null,null,null,null,null,null,null,null,null,null,{"$f":"IF(U145=0,\"\",U145/(SUM($U145:$AG145)))","v":1},{"$f":"IF(V145=0,\"\",V145/(SUM($S145:$AE145)))","v":""},"","","","","","","","","","",{"$f":"IF(AG145=0,\"\",AG145/(SUM($U145:$AG145)))","v":""},1,null,null,null,null,null,{"$f":"IF(U144=0,\"\",U144)","v":1},"","","","","","","","","","","","",1]
[25,{"$f":"A145","v":25},{"$f":"A145","v":25},26,null,null,null,{"$f":"C25","v":389.22003053457775},null,{"$f":"J25","v":0},{"$f":"I25","v":8.6708907379999989},397.89092127257777,{"$f":"H25","v":15.979154819999998},{"$f":"L25","v":0},{"$f":"K25","v":0},15.979154819999998,15.979154819999998,{"$f":"M25","v":0},{"$f":"L145-Q145-R145","v":381.91176645257775},{"$f":"IF(S145<0,0,S145)","v":381.91176645257775},{"$f":"K145+H145","v":397.89092127257777},null,null,null,null,null,null,null,null,null,null,null,{"$f":"J145","v":0},397.89092127257777,{"$f":"+Q145","v":15.979154819999998},{"$f":"(AI147+R147+AJ147)*W146","v":191.045689206671},{"$f":"(AI145+R145+AJ145)*U144","v":207.02484402667099},{"$f":"IF(AG145>0,(AI145+R145+AJ145)*AG144,\"\")","v":""},{"$f":"SUM(AI145:AK145)","v":414.04968805334198},{"$f":"IF(AN144=\"\",\"\",$AK145*AN144)","v":207.02484402667099},"","","","","","","","","","","","",207.02484402667099,{"$f":"+U145","v":397.89092127257777},{"$f":"IF(D145=\"MAR\",IF((BB145-AJ145)<0,0,BB145-AJ145),IF(D145=\"C\",IF((BB145-AJ145)<0,0,BB145-AJ145),IF((BB145-AK145)<0,0,BB145-AK145)))","v":190.86607724590678},{"$f":"IF(AG145=0,\"\",IF(AG145-AL145<0,0,AG145-AL145))","v":""},{"$f":"IF(D145=\"MAR\",0,IF(D145=\"C\",0,AJ145))","v":191.045689206671},{"$f":"IF(T145-BE145<0,0,T145-BE145)","v":190.86607724590675},{"$f":"IF(D145=\"MAR\",IF(AI145+R145+AJ145=0,\"Infinito\",(I145+U145+AG145)/(AI145+R145)),IF(D145=\"C\",IF(AI145+R145+AJ145=0,\"Infinito\",(I145+U145+AG145)/(AI145+R145)),IF(AI145+R145+AJ145=0,\"Infinito\",(I145+U145+AG145)/(AI145+R145+AJ145))))","v":1.9219476925258183},{"$f":"IF(BG145<1.4,\"1\", IF(BG145<3,\"2\", IF(BG145<9,\"3\", \"4\")))","v":"2"},{"$f":"IF(BG145<1.4,\"ROJO\", IF(BG145<3,\"AMARILLO\", IF(BG145<9,\"VERDE\", \"AZUL\")))","v":"AMARILLO"},{"$f":"IF(BG145<1.4,\"Déficit\", IF(BG145<3,\"Equilibrio\", IF(BG145<9,\"Disponibilidad\", \"Abundante\")))","v":"Equilibrio"},{"$f":"IF(I145+U145+AG145<=0,0,I145+U145+AG145)","v":397.89092127257777},{"$f":"IF(D145=\"MAR\",AI145+R145,IF(D145=\"C\",AI145+R145,AI145+R145+AJ145))","v":207.02484402667099},{"$f":"BK145/BL145","v":1.9219476925258183},190.86607724590678]
[null,null,null,null,null,null,null,null,null,null,null,null,null,null,null,null,null,null,null,null,{"$f":"IF(U147=0,\"\",U147/(SUM($U147:$AG147)))","v":0.10663457862515531},{"$f":"IF(V147=0,\"\",V147/(SUM($U147:$AG147)))","v":0.75221519456699371},{"$f":"IF(W147=0,\"\",W147/(SUM($U147:$AG147)))","v":0.141150226807851},{"$f":"IF(X147=0,\"\",X147/(SUM($S147:$AE147)))","v":""},"","","","","","","","",{"$f":"IF(AG147=0,\"\",AG147/(SUM($U147:$AG147)))","v":""},{"$f":"SUM(U146:AG146)","v":1},null,null,null,null,null,{"$f":"IF(U146=0,\"\",U146)","v":0.10663457862515531},0.75221519456699371,0.141150226807851,"","","","","","","","","","",1]
[26,{"$f":"A147","v":26},{"$f":"A147","v":26},36,null,null,null,{"$f":"C26","v":281.41934508778894},{"$f":"T143+T145","v":2417.1889332447113},{"$f":"J26","v":0},{"$f":"I26","v":7.1030413700000343},2705.7113197025001,{"$f":"H26","v":182.46241280000001},{"$f":"L26","v":0},{"$f":"K26","v":0},182.46241280000001,182.46241280000001,{"$f":"M26","v":0},{"$f":"L147-Q147-R147","v":2523.2489069025},{"$f":"IF(S147<0,0,S147)","v":2523.2489069025},{"$f":"K147+H147","v":288.52238645778897},{"$f":"T143","v":2035.2771667921334},{"$f":"T145","v":381.91176645257775},null,null,null,null,null,null,null,null,null,{"$f":"J147","v":0},{"$f":"SUM(U147:AG147)","v":2705.7113197025001},{"$f":"+Q147","v":182.46241280000001},{"$f":"(AI167+R167+AJ167)*V166","v":1171.029491019206},{"$f":"(AI147+R147+AJ147)*U146","v":144.32903883632028},{"$f":"IF(AG147>0,(AI147+R147+AJ147)*AG146,\"\")","v":""},{"$f":"SUM(AI147:AK147)","v":1497.8209426555263},{"$f":"IF(AN146=\"\",\"\",$AK147*AN146)","v":15.39046623968469},108.56649602992985,20.372076566705744,"","","","","","","","","","",144.32903883632028,{"$f":"+U147","v":288.52238645778897},{"$f":"IF(D147=\"MAR\",IF((BB147-AJ147)<0,0,BB147-AJ147),IF(D147=\"C\",IF((BB147-AJ147)<0,0,BB147-AJ147),IF((BB147-AK147)<0,0,BB147-AK147)))","v":144.19334762146869},{"$f":"IF(AG147=0,\"\",IF(AG147-AL147<0,0,AG147-AL147))","v":""},{"$f":"IF(D147=\"MAR\",0,IF(D147=\"C\",0,AJ147))","v":1171.029491019206},{"$f":"IF(T147-BE147<0,0,T147-BE147)","v":1352.219415883294},{"$f":"IF(D147=\"MAR\",IF(AI147+R147+AJ147=0,\"Infinito\",(I147+U147+AG147)/(AI147+R147)),IF(D147=\"C\",IF(AI147+R147+AJ147=0,\"Infinito\",(I147+U147+AG147)/(AI147+R147)),IF(AI147+R147+AJ147=0,\"Infinito\",(I147+U147+AG147)/(AI147+R147+AJ147))))","v":1.9990598481362751},{"$f":"IF(BG147<1.4,\"1\", IF(BG147<3,\"2\", IF(BG147<9,\"3\", \"4\")))","v":"2"},{"$f":"IF(BG147<1.4,\"ROJO\", IF(BG147<3,\"AMARILLO\", IF(BG147<9,\"VERDE\", \"AZUL\")))","v":"AMARILLO"},{"$f":"IF(BG147<1.4,\"Déficit\", IF(BG147<3,\"Equilibrio\", IF(BG147<9,\"Disponibilidad\", \"Abundante\")))","v":"Equilibrio"},{"$f":"IF(I147+U147+AG147<=0,0,I147+U147+AG147)","v":2705.7113197025001},{"$f":"IF(D147=\"MAR\",AI147+R147,IF(D147=\"C\",AI147+R147,AI147+R147+AJ147))","v":1353.4919038192061},{"$f":"BK147/BL147","v":1.9990598481362751},144.19334762146869]
[null,null,null,null,null,null,null,null,null,null,null,null,null,null,null,null,null,null,null,null,{"$f":"IF(U149=0,\"\",U149/(SUM($U149:$AG149)))","v":1},{"$f":"IF(V149=0,\"\",V149/(SUM($S149:$AE149)))","v":""},"","","","","","","","","","",{"$f":"IF(AG149=0,\"\",AG149/(SUM($U149:$AG149)))","v":""},1,null,null,null,null,null,{"$f":"IF(U148=0,\"\",U148)","v":1},"","","","","","","","","","","","",1]
[27,{"$f":"A149","v":27},{"$f":"A149","v":27},29,null,null,null,{"$f":"C45","v":43.569557051059313},null,{"$f":"J45","v":0},{"$f":"I45","v":0.75333997000000008},44.322897021059312,{"$f":"H45","v":2.4274459600000005},{"$f":"L45","v":0},{"$f":"K45","v":0},2.4274459600000005,2.4274459600000005,{"$f":"M45","v":0},{"$f":"L149-Q149-R149","v":41.895451061059312},{"$f":"IF(S149<0,0,S149)","v":41.895451061059312},{"$f":"K149+H149","v":44.322897021059312},null,null,null,null,null,null,null,null,null,null,null,{"$f":"J149","v":0},44.322897021059312,{"$f":"+Q149","v":2.4274459600000005},{"$f":"(AI153+R153+AJ153)*V152","v":35.768697663178003},{"$f":"(AI149+R149+AJ149)*U148","v":38.196143623178003},{"$f":"IF(AG149>0,(AI149+R149+AJ149)*AG148,\"\")","v":""},{"$f":"SUM(AI149:AK149)","v":76.392287246356005},{"$f":"IF(AN148=\"\",\"\",$AK149*AN148)","v":38.196143623178003},"","","","","","","","","","","","",38.196143623178003,{"$f":"+U149","v":44.322897021059312},{"$f":"IF(D149=\"MAR\",IF((BB149-AJ149)<0,0,BB149-AJ149),IF(D149=\"C\",IF((BB149-AJ149)<0,0,BB149-AJ149),IF((BB149-AK149)<0,0,BB149-AK149)))","v":6.1267533978813091},{"$f":"IF(AG149=0,\"\",IF(AG149-AL149<0,0,AG149-AL149))","v":""},{"$f":"IF(D149=\"MAR\",0,IF(D149=\"C\",0,AJ149))","v":35.768697663178003},{"$f":"IF(T149-BE149<0,0,T149-BE149)","v":6.1267533978813091},{"$f":"IF(D149=\"MAR\",IF(AI149+R149+AJ149=0,\"Infinito\",(I149+U149+AG149)/(AI149+R149)),IF(D149=\"C\",IF(AI149+R149+AJ149=0,\"Infinito\",(I149+U149+AG149)/(AI149+R149)),IF(AI149+R149+AJ149=0,\"Infinito\",(I149+U149+AG149)/(AI149+R149+AJ149))))","v":1.160402407591836},{"$f":"IF(BG149<1.4,\"1\", IF(BG149<3,\"2\", IF(BG149<9,\"3\", \"4\")))","v":"1"},{"$f":"IF(BG149<1.4,\"ROJO\", IF(BG149<3,\"AMARILLO\", IF(BG149<9,\"VERDE\", \"AZUL\")))","v":"ROJO"},{"$f":"IF(BG149<1.4,\"Déficit\", IF(BG149<3,\"Equilibrio\", IF(BG149<9,\"Disponibilidad\", \"Abundante\")))","v":"Déficit"},{"$f":"IF(I149+U149+AG149<=0,0,I149+U149+AG149)","v":44.322897021059312},{"$f":"IF(D149=\"MAR\",AI149+R149,IF(D149=\"C\",AI149+R149,AI149+R149+AJ149))","v":38.196143623178003},{"$f":"BK149/BL149","v":1.160402407591836},6.1267533978813091]
[null,null,null,null,null,null,null,null,null,null,null,null,null,null,null,null,null,null,null,null,{"$f":"IF(U151=0,\"\",U151/(SUM($U151:$AG151)))","v":1},{"$f":"IF(V151=0,\"\",V151/(SUM($S151:$AE151)))","v":""},"","","","","","","","","","",{"$f":"IF(AG151=0,\"\",AG151/(SUM($U151:$AG151)))","v":""},1,null,null,null,null,null,{"$f":"IF(U150=0,\"\",U150)","v":1},"","","","","","","","","","","","",1]
[28,{"$f":"A151","v":28},{"$f":"A151","v":28},29,null,null,null,{"$f":"C46","v":28.760907197351042},null,{"$f":"J46","v":0},{"$f":"I46","v":2.8259383499999995},31.586845547351039,{"$f":"H46","v":10.637408449999999},{"$f":"L46","v":0},{"$f":"K46","v":0},10.637408449999999,10.637408449999999,{"$f":"M46","v":0},{"$f":"L151-Q151-R151","v":20.949437097351041},{"$f":"IF(S151<0,0,S151)","v":20.949437097351041},{"$f":"K151+H151","v":31.586845547351039},null,null,null,null,null,null,null,null,null,null,null,{"$f":"J151","v":0},31.586845547351039,{"$f":"+Q151","v":10.637408449999999},{"$f":"(AI153+R153+AJ153)*W152","v":17.885810100404921},{"$f":"(AI151+R151+AJ151)*U150","v":28.52321855040492},{"$f":"IF(AG151>0,(AI151+R151+AJ151)*AG150,\"\")","v":""},{"$f":"SUM(AI151:AK151)","v":57.04643710080984},{"$f":"IF(AN150=\"\",\"\",$AK151*AN150)","v":28.52321855040492},"","","","","","","","","","","","",28.52321855040492,{"$f":"+U151","v":31.586845547351039},{"$f":"IF(D151=\"MAR\",IF((BB151-AJ151)<0,0,BB151-AJ151),IF(D151=\"C\",IF((BB151-AJ151)<0,0,BB151-AJ151),IF((BB151-AK151)<0,0,BB151-AK151)))","v":3.0636269969461196},{"$f":"IF(AG151=0,\"\",IF(AG151-AL151<0,0,AG151-AL151))","v":""},{"$f":"IF(D151=\"MAR\",0,IF(D151=\"C\",0,AJ151))","v":17.885810100404921},{"$f":"IF(T151-BE151<0,0,T151-BE151)","v":3.0636269969461196},{"$f":"IF(D151=\"MAR\",IF(AI151+R151+AJ151=0,\"Infinito\",(I151+U151+AG151)/(AI151+R151)),IF(D151=\"C\",IF(AI151+R151+AJ151=0,\"Infinito\",(I151+U151+AG151)/(AI151+R151)),IF(AI151+R151+AJ151=0,\"Infinito\",(I151+U151+AG151)/(AI151+R151+AJ151))))","v":1.1074081801649494},{"$f":"IF(BG151<1.4,\"1\", IF(BG151<3,\"2\", IF(BG151<9,\"3\", \"4\")))","v":"1"},{"$f":"IF(BG151<1.4,\"ROJO\", IF(BG151<3,\"AMARILLO\", IF(BG151<9,\"VERDE\", \"AZUL\")))","v":"ROJO"},{"$f":"IF(BG151<1.4,\"Déficit\", IF(BG151<3,\"Equilibrio\", IF(BG151<9,\"Disponibilidad\", \"Abundante\")))","v":"Déficit"},{"$f":"IF(I151+U151+AG151<=0,0,I151+U151+AG151)","v":31.586845547351039},{"$f":"IF(D151=\"MAR\",AI151+R151,IF(D151=\"C\",AI151+R151,AI151+R151+AJ151))","v":28.52321855040492},{"$f":"BK151/BL151","v":1.1074081801649494},3.0636269969461196]
[null,null,null,null,null,null,null,null,null,null,null,null,null,null,null,null,null,null,null,null,{"$f":"IF(U153=0,\"\",U153/(SUM($U153:$AG153)))","v":0.5441564114467512},{"$f":"IF(V153=0,\"\",V153/(SUM($U153:$AG153)))","v":0.30388744916836147},{"$f":"IF(W153=0,\"\",W153/(SUM($U153:$AG153)))","v":0.15195613938488722},{"$f":"IF(X153=0,\"\",X153/(SUM($S153:$AE153)))","v":""},"","","","","","","","",{"$f":"IF(AG153=0,\"\",AG153/(SUM($U153:$AG153)))","v":""},0.99999999999999978,null,null,null,null,null,{"$f":"IF(U152=0,\"\",U152)","v":0.5441564114467512},0.30388744916836147,0.15195613938488722,"","","","","","","","","","",0.99999999999999978]
[29,{"$f":"A153","v":29},{"$f":"A153","v":29},31,null,null,null,{"$f":"C47","v":72.619819039057461},{"$f":"T149+T151","v":62.844888158410356},{"$f":"J47","v":0},{"$f":"I47","v":2.4003187379999997},137.86502593546783,{"$f":"H47","v":7.3750101000000008},{"$f":"L47","v":0},{"$f":"K47","v":79},86.375010099999997,86.375010099999997,{"$f":"M47","v":0},{"$f":"L153-Q153-R153","v":51.49001583546783},{"$f":"IF(S153<0,0,S153)","v":51.49001583546783},{"$f":"K153+H153","v":75.020137777057457},{"$f":"T149","v":41.895451061059312},{"$f":"T151","v":20.949437097351041},null,null,null,null,null,null,null,null,null,{"$f":"J153","v":0},137.86502593546783,{"$f":"+Q153","v":86.375010099999997},{"$f":"(AI157+R157+AJ157)*V156","v":31.328757400319567},{"$f":"(AI153+R153+AJ153)*U152","v":64.049259736736644},{"$f":"IF(AG153>0,(AI153+R153+AJ153)*AG152,\"\")","v":""},{"$f":"SUM(AI153:AK153)","v":181.75302723705622},{"$f":"IF(AN152=\"\",\"\",$AK153*AN152)","v":34.852815334163502},19.463766162518738,9.7326782400543994,"","","","","","","","","","",64.049259736736644,{"$f":"+U153","v":75.020137777057457},{"$f":"IF(D153=\"MAR\",IF((BB153-AJ153)<0,0,BB153-AJ153),IF(D153=\"C\",IF((BB153-AJ153)<0,0,BB153-AJ153),IF((BB153-AK153)<0,0,BB153-AK153)))","v":10.970878040320812},{"$f":"IF(AG153=0,\"\",IF(AG153-AL153<0,0,AG153-AL153))","v":""},{"$f":"IF(D153=\"MAR\",0,IF(D153=\"C\",0,AJ153))","v":31.328757400319567},{"$f":"IF(T153-BE153<0,0,T153-BE153)","v":20.161258435148262},{"$f":"IF(D153=\"MAR\",IF(AI153+R153+AJ153=0,\"Infinito\",(I153+U153+AG153)/(AI153+R153)),IF(D153=\"C\",IF(AI153+R153+AJ153=0,\"Infinito\",(I153+U153+AG153)/(AI153+R153)),IF(AI153+R153+AJ153=0,\"Infinito\",(I153+U153+AG153)/(AI153+R153+AJ153))))","v":1.171288131750698},{"$f":"IF(BG153<1.4,\"1\", IF(BG153<3,\"2\", IF(BG153<9,\"3\", \"4\")))","v":"1"},{"$f":"IF(BG153<1.4,\"ROJO\", IF(BG153<3,\"AMARILLO\", IF(BG153<9,\"VERDE\", \"AZUL\")))","v":"ROJO"},{"$f":"IF(BG153<1.4,\"Déficit\", IF(BG153<3,\"Equilibrio\", IF(BG153<9,\"Disponibilidad\", \"Abundante\")))","v":"Déficit"},{"$f":"IF(I153+U153+AG153<=0,0,I153+U153+AG153)","v":137.86502593546783},{"$f":"IF(D153=\"MAR\",AI153+R153,IF(D153=\"C\",AI153+R153,AI153+R153+AJ153))","v":117.70376750031957},{"$f":"BK153/BL153","v":1.171288131750698},10.970878040320812]
[null,null,null,null,null,null,null,null,null,null,null,null,null,null,null,null,null,null,null,null,{"$f":"IF(U155=0,0,U155/(SUM($U155:$AE155)))","v":6.8634932572192914E-2},{"$f":"IF(V155=0,\"\",V155/(SUM($U155:$AG155)))","v":4.1317914311338508E-2},{"$f":"IF(W155=0,\"\",W155/(SUM($U155:$AG155)))","v":6.0216392860428347E-2},{"$f":"IF(X155=0,\"\",X155/(SUM($U155:$AG155)))","v":0.82983076025604019},null,{"$f":"IF(Z155=0,0,Z155/(SUM($S155:$AE155)))","v":0},0,0,0,0,0,0,{"$f":"IF(AG155=0,\"\",AG155/(SUM($U155:$AG155)))","v":""},1,null,null,{"$f":"(AI155+R155+AJ155)*X154","v":907.03650117271241},null,null,{"$f":"IF(U154=0,\"\",U154)","v":6.8634932572192914E-2},4.1317914311338508E-2,6.0216392860428347E-2,0.82983076025604019,"","","","","","","","","",1,{"$f":"X155","v":918.1037935963808},{"$f":"BB154-AK154","v":11.067292423668391}]
[30,{"$f":"A155","v":30},{"$f":"A155","v":30},31,null,null,null,{"$f":"C48","v":73.717025761254547},{"$f":"T105+T107+N85+N84","v":1030.4387865361666},{"$f":"J48","v":0},{"$f":"I48","v":2.2189300814999999},1106.3747423789212,{"$f":"H48","v":989.43276708999997},{"$f":"L48","v":36.996536205262508},{"$f":"K48","v":47.304000000000002},1073.7333032952627,1073.7333032952627,{"$f":"M48","v":-1.419549181113815},{"$f":"L155-Q155-R155","v":34.060988264772313},{"$f":"IF(S155<0,0,S155)","v":34.060988264772313},{"$f":"H155+K155","v":75.935955842754552},{"$f":"T105","v":45.71309680184148},{"$f":"T107","v":66.621896137944319},{"$f":"N84+N85","v":918.1037935963808},null,null,null,null,null,null,null,null,{"$f":"J155","v":0},1106.3747423789212,{"$f":"+Q155","v":1073.7333032952627},{"$f":"(AI157+R157+AJ157)*W156","v":20.724181588368083},{"$f":"(AI155+R155+AJ155)*U154","v":75.020585015791184},{"$f":"IF(AG155>0,(AI155+R155+AJ155)*AG154,\"\")","v":""},{"$f":"SUM(AI155:AK155)","v":1169.4780698994218},{"$f":"IF(AN154=\"\",\"\",$AK155*AN154)","v":5.1490327940852936},3.0996941032689458,4.5174690199300462,62.254389098506898,"","","","","","","","","",75.020585015791184,{"$f":"+U155","v":75.935955842754552},{"$f":"IF(D155=\"MAR\",IF((BB155-AJ155)<0,0,BB155-AJ155),IF(D155=\"C\",IF((BB155-AJ155)<0,0,BB155-AJ155),IF((BB155-AK155)<0,0,BB155-AK155)))","v":0.91537082696336824},{"$f":"IF(AG155=0,\"\",IF(AG155-AL155<0,0,AG155-AL155))","v":""},{"$f":"IF(D155=\"MAR\",0,IF(D155=\"C\",0,AJ155))","v":20.724181588368083},{"$f":"IF(T155-BE155<0,0,T155-BE155)","v":13.33680667640423},{"$f":"IF(D155=\"MAR\",IF(AI155+R155+AJ155=0,\"Infinito\",(I155+U155+AG155)/(AI155+R155)),IF(D155=\"C\",IF(AI155+R155+AJ155=0,\"Infinito\",(I155+U155+AG155)/(AI155+R155)),IF(AI155+R155+AJ155=0,\"Infinito\",(I155+U155+AG155)/(AI155+R155+AJ155))))","v":1.0122015954257182},{"$f":"IF(BG155<1.4,\"1\", IF(BG155<3,\"2\", IF(BG155<9,\"3\", \"4\")))","v":"1"},{"$f":"IF(BG155<1.4,\"ROJO\", IF(BG155<3,\"AMARILLO\", IF(BG155<9,\"VERDE\", \"AZUL\")))","v":"ROJO"},{"$f":"IF(BG155<1.4,\"Déficit\", IF(BG155<3,\"Equilibrio\", IF(BG155<9,\"Disponibilidad\", \"Abundante\")))","v":"Déficit"},{"$f":"IF(I155+U155+AG155<=0,0,I155+U155+AG155)","v":1106.3747423789212},{"$f":"IF(D155=\"MAR\",AI155+R155,IF(D155=\"C\",AI155+R155,AI155+R155+AJ155))","v":1093.037935702517},{"$f":"BK155/BL155","v":1.0122015954257182},0.91537082696336824]
[null,null,null,null,null,null,null,null,null,null,null,null,null,null,null,null,null,null,null,null,{"$f":"IF(U157=0,\"\",U157/(SUM($U157:$AG157)))","v":4.37923390391982E-2},{"$f":"IF(V157=0,\"0\",V157/(SUM($U157:$AG157)))","v":4.5936871773726282E-2},{"$f":"IF(W157=0,\"\",W157/(SUM($U157:$AG157)))","v":3.0387546498431273E-2},{"$f":"IF(X157=0,\"\",X157/(SUM($U157:$AG157)))","v":0.87988324268864426},{"$f":"IF(Y157=0,\"\",Y157/(SUM($S157:$AE157)))","v":""},"","","","","","","",{"$f":"IF(AG157=0,\"\",AG157/(SUM($U157:$AG157)))","v":""},1,null,null,{"$f":"(AI157+R157+AJ157)*X156","v":600.07674851218951},null,null,{"$f":"IF(U156=0,\"\",U156)","v":4.37923390391982E-2},4.5936871773726282E-2,3.0387546498431273E-2,0.87988324268864426,"","","","","","","","","",1,{"$f":"X157","v":986.24917958200001},{"$f":"BB156-AK156","v":386.1724310698105},null,null,null,null,null,null,null,null,null,null,null,null,null,null,null,null,null,null,null,0]
[31,{"$f":"A157","v":31},{"$f":"A157","v":31},32,null,null,null,{"$f":"C49","v":49.086238212027617},{"$f":"T153+T155","v":85.551004100240135},{"$f":"J49","v":0},{"$f":"I49","v":986.24917958200001},{"$f":"SUM(H157:K157)","v":1120.8864218942676},{"$f":"H49","v":289.90229320000003},{"$f":"L49","v":0},{"$f":"K49","v":0},{"$f":"SUM(M157:O157)","v":289.90229320000003},{"$f":"+P157","v":289.90229320000003},{"$f":"M49","v":0},{"$f":"L157-Q157-R157","v":830.98412869426761},{"$f":"IF(S157<0,0,S157)","v":830.98412869426761},{"$f":"H157+K157-X157","v":49.086238212027524},{"$f":"T153","v":51.49001583546783},{"$f":"T155","v":34.060988264772313},{"$f":"K157","v":986.24917958200001},null,null,null,null,null,null,null,null,{"$f":"J157","v":0},1120.8864218942676,{"$f":"+Q157","v":289.90229320000003},{"$f":"(AI159+R159+AJ159)*V158","v":392.09358920656251},{"$f":"(AI157+R157+AJ157)*U156","v":29.86619490568533},{"$f":"IF(AG157>0,(AI157+R157+AJ157)*AG156,\"\")","v":""},{"$f":"SUM(AI157:AK157)","v":711.86207731224783},{"$f":"IF(AN156=\"\",\"\",$AK157*AN156)","v":1.3079105331205461},1.3719595657515842,0.90756038642772419,26.278764420385475,"","","","","","","","","",29.86619490568533,{"$f":"+U157","v":49.086238212027524},{"$f":"IF(D157=\"MAR\",IF((BB157-AJ157)<0,0,BB157-AJ157),IF(D157=\"C\",IF((BB157-AJ157)<0,0,BB157-AJ157),IF((BB157-AK157)<0,0,BB157-AK157)))","v":19.220043306342195},{"$f":"IF(AG157=0,\"\",IF(AG157-AL157<0,0,AG157-AL157))","v":""},{"$f":"IF(D157=\"MAR\",0,IF(D157=\"C\",0,AJ157))","v":392.09358920656251},{"$f":"IF(T157-BE157<0,0,T157-BE157)","v":438.8905394877051},{"$f":"IF(D157=\"MAR\",IF(AI157+R157+AJ157=0,\"Infinito\",(I157+U157+AG157)/(AI157+R157)),IF(D157=\"C\",IF(AI157+R157+AJ157=0,\"Infinito\",(I157+U157+AG157)/(AI157+R157)),IF(AI157+R157+AJ157=0,\"Infinito\",(I157+U157+AG157)/(AI157+R157+AJ157))))","v":0.19741650321578558},{"$f":"IF(BG157<1.4,\"1\", IF(BG157<3,\"2\", IF(BG157<9,\"3\", \"4\")))","v":"1"},{"$f":"IF(BG157<1.4,\"ROJO\", IF(BG157<3,\"AMARILLO\", IF(BG157<9,\"VERDE\", \"AZUL\")))","v":"ROJO"},{"$f":"IF(BG157<1.4,\"Déficit\", IF(BG157<3,\"Equilibrio\", IF(BG157<9,\"Disponibilidad\", \"Abundante\")))","v":"Déficit"},{"$f":"IF(I157+U157+AG157<=0,0,I157+U157+AG157)","v":134.63724231226766},{"$f":"IF(D157=\"MAR\",AI157+R157,IF(D157=\"C\",AI157+R157,AI157+R157+AJ157))","v":681.99588240656249},{"$f":"BK157/BL157","v":0.19741650321578558},19.220043306342195]
[null,null,null,null,null,null,null,null,null,null,null,null,null,null,null,null,null,null,null,null,{"$f":"IF(U159=0,\"\",U159/(SUM($U159:$AG159)))","v":0.4935563894411325},{"$f":"IF(V159=0,\"\",V159/(SUM($U159:$AG159)))","v":0.50644361055886755},{"$f":"IF(W159=0,\"\",W159/(SUM($S159:$AE159)))","v":""},"","","","","","","","","",{"$f":"IF(AG159=0,\"\",AG159/(SUM($U159:$AG159)))","v":""},1,null,null,null,null,null,{"$f":"IF(U158=0,\"\",U158)","v":0.4935563894411325},0.50644361055886755,"","","","","","","","","","","",1]
[32,{"$f":"A159","v":32},{"$f":"A159","v":32},35,null,null,null,{"$f":"C50","v":807.91954036543405},{"$f":"T157","v":830.98412869426761},{"$f":"J50","v":0},{"$f":"I50","v":1.9189444930000006},1640.8226135527018,{"$f":"H50","v":2.8013533000000019},{"$f":"L50","v":0},{"$f":"K50","v":0},2.8013533000000019,2.8013533000000019,{"$f":"M50","v":0},{"$f":"L159-Q159-R159","v":1638.0212602527017},{"$f":"IF(S159<0,0,S159)","v":1638.0212602527017},{"$f":"K159+H159","v":809.83848485843407},{"$f":"T157","v":830.98412869426761},null,null,null,null,null,null,null,null,null,null,{"$f":"J159","v":0},1640.8226135527016,{"$f":"+Q159","v":2.8013533000000019},{"$f":"(AI165+R165+AJ165)*X164","v":771.40841266759082},{"$f":"(AI159+R159+AJ159)*U158","v":382.11617676102827},{"$f":"IF(AG159>0,(AI159+R159+AJ159)*AG158,\"\")","v":""},{"$f":"SUM(AI159:AK159)","v":1156.3259427286191},{"$f":"IF(AN158=\"\",\"\",$AK159*AN158)","v":188.5958805492227},193.5202962118056,"","","","","","","","","","","",382.11617676102833,{"$f":"+U159","v":809.83848485843407},{"$f":"IF(D159=\"MAR\",IF((BB159-AJ159)<0,0,BB159-AJ159),IF(D159=\"C\",IF((BB159-AJ159)<0,0,BB159-AJ159),IF((BB159-AK159)<0,0,BB159-AK159)))","v":427.7223080974058},{"$f":"IF(AG159=0,\"\",IF(AG159-AL159<0,0,AG159-AL159))","v":""},{"$f":"IF(D159=\"MAR\",0,IF(D159=\"C\",0,AJ159))","v":771.40841266759082},{"$f":"IF(T159-BE159<0,0,T159-BE159)","v":866.6128475851109},{"$f":"IF(D159=\"MAR\",IF(AI159+R159+AJ159=0,\"Infinito\",(I159+U159+AG159)/(AI159+R159)),IF(D159=\"C\",IF(AI159+R159+AJ159=0,\"Infinito\",(I159+U159+AG159)/(AI159+R159)),IF(AI159+R159+AJ159=0,\"Infinito\",(I159+U159+AG159)/(AI159+R159+AJ159))))","v":2.1193514802826554},{"$f":"IF(BG159<1.4,\"1\", IF(BG159<3,\"2\", IF(BG159<9,\"3\", \"4\")))","v":"2"},{"$f":"IF(BG159<1.4,\"ROJO\", IF(BG159<3,\"AMARILLO\", IF(BG159<9,\"VERDE\", \"AZUL\")))","v":"AMARILLO"},{"$f":"IF(BG159<1.4,\"Déficit\", IF(BG159<3,\"Equilibrio\", IF(BG159<9,\"Disponibilidad\", \"Abundante\")))","v":"Equilibrio"},{"$f":"IF(I159+U159+AG159<=0,0,I159+U159+AG159)","v":1640.8226135527016},{"$f":"IF(D159=\"MAR\",AI159+R159,IF(D159=\"C\",AI159+R159,AI159+R159+AJ159))","v":774.20976596759078},{"$f":"BK159/BL159","v":2.1193514802826554},427.7223080974058]
[null,null,null,null,null,null,null,null,null,null,null,null,null,null,null,null,null,null,null,null,{"$f":"IF(U161=0,\"\",U161/(SUM($U161:$AG161)))","v":1},{"$f":"IF(V161=0,\"\",V161/(SUM($S161:$AE161)))","v":""},"","","","","","","","","","",{"$f":"IF(AG161=0,\"\",AG161/(SUM($U161:$AG161)))","v":""},1,null,null,null,null,null,{"$f":"IF(U160=0,\"\",U160)","v":1},"","","","","","","","","","","","",1]
[33,{"$f":"A161","v":33},{"$f":"A161","v":33},35,null,null,null,{"$f":"C51","v":384.71916263722761},null,{"$f":"J51","v":0},{"$f":"I51","v":2.6143830674999999},387.33354570472761,{"$f":"H51","v":3.8038026899999995},{"$f":"L51","v":0},{"$f":"K51","v":0},3.8038026899999995,3.8038026899999995,{"$f":"M51","v":0},{"$f":"L161-Q161-R161","v":383.52974301472761},{"$f":"IF(S161<0,0,S161)","v":383.52974301472761},{"$f":"K161+H161","v":387.33354570472761},null,null,null,null,null,null,null,null,null,null,null,{"$f":"J161","v":0},387.33354570472761,{"$f":"+Q161","v":3.8038026899999995},{"$f":"(AI165+R165+AJ165)*Y164","v":180.61918819305023},{"$f":"(AI161+R161+AJ161)*U160","v":184.42299088305023},{"$f":"IF(AG161>0,(AI161+R161+AJ161)*AG160,\"\")","v":""},{"$f":"SUM(AI161:AK161)","v":368.84598176610046},{"$f":"IF(AN160=\"\",\"\",$AK161*AN160)","v":184.42299088305023},"","","","","","","","","","","","",184.42299088305023,{"$f":"+U161","v":387.33354570472761},{"$f":"IF(D161=\"MAR\",IF((BB161-AJ161)<0,0,BB161-AJ161),IF(D161=\"C\",IF((BB161-AJ161)<0,0,BB161-AJ161),IF((BB161-AK161)<0,0,BB161-AK161)))","v":202.91055482167738},{"$f":"IF(AG161=0,\"\",IF(AG161-AL161<0,0,AG161-AL161))","v":""},{"$f":"IF(D161=\"MAR\",0,IF(D161=\"C\",0,AJ161))","v":180.61918819305023},{"$f":"IF(T161-BE161<0,0,T161-BE161)","v":202.91055482167738},{"$f":"IF(D161=\"MAR\",IF(AI161+R161+AJ161=0,\"Infinito\",(I161+U161+AG161)/(AI161+R161)),IF(D161=\"C\",IF(AI161+R161+AJ161=0,\"Infinito\",(I161+U161+AG161)/(AI161+R161)),IF(AI161+R161+AJ161=0,\"Infinito\",(I161+U161+AG161)/(AI161+R161+AJ161))))","v":2.1002454403873694},{"$f":"IF(BG161<1.4,\"1\", IF(BG161<3,\"2\", IF(BG161<9,\"3\", \"4\")))","v":"2"},{"$f":"IF(BG161<1.4,\"ROJO\", IF(BG161<3,\"AMARILLO\", IF(BG161<9,\"VERDE\", \"AZUL\")))","v":"AMARILLO"},{"$f":"IF(BG161<1.4,\"Déficit\", IF(BG161<3,\"Equilibrio\", IF(BG161<9,\"Disponibilidad\", \"Abundante\")))","v":"Equilibrio"},{"$f":"IF(I161+U161+AG161<=0,0,I161+U161+AG161)","v":387.33354570472761},{"$f":"IF(D161=\"MAR\",AI161+R161,IF(D161=\"C\",AI161+R161,AI161+R161+AJ161))","v":184.42299088305023},{"$f":"BK161/BL161","v":2.1002454403873694},202.91055482167738]
[null,null,null,null,null,null,null,null,null,null,null,null,null,null,null,null,null,null,null,null,{"$f":"IF(U163=0,\"\",U163/(SUM($U163:$AG163)))","v":1},{"$f":"IF(V163=0,\"\",V163/(SUM($S163:$AE163)))","v":""},"","","","","","","","","","",{"$f":"IF(AG163=0,\"\",AG163/(SUM($U163:$AG163)))","v":""},1,null,null,null,null,null,{"$f":"IF(U162=0,\"\",U162)","v":1},"","","","","","","","","","","","",1]
[34,{"$f":"A163","v":34},{"$f":"A163","v":34},35,null,null,null,{"$f":"C52","v":812.1791402483633},null,{"$f":"J52","v":0},{"$f":"I52","v":3.6538436540000001},815.83298390236325,{"$f":"H52","v":6.4455926199999993},{"$f":"L52","v":0},{"$f":"K52","v":0},6.4455926199999993,6.4455926199999993,{"$f":"M52","v":0},{"$f":"L163-Q163-R163","v":809.3873912823633},{"$f":"IF(S163<0,0,S163)","v":809.3873912823633},{"$f":"K163+H163","v":815.83298390236325},null,null,null,null,null,null,null,null,null,null,null,{"$f":"J163","v":0},815.83298390236325,{"$f":"+Q163","v":6.4455926199999993},{"$f":"(AI165+R165+AJ165)*Z164","v":381.1722459853587},{"$f":"(AI163+R163+AJ163)*U162","v":387.61783860535871},{"$f":"IF(AG163>0,(AI163+R163+AJ163)*AG162,\"\")","v":""},{"$f":"SUM(AI163:AK163)","v":775.23567721071743},{"$f":"IF(AN162=\"\",\"\",$AK163*AN162)","v":387.61783860535871},"","","","","","","","","","","","",387.61783860535871,{"$f":"+U163","v":815.83298390236325},{"$f":"IF(D163=\"MAR\",IF((BB163-AJ163)<0,0,BB163-AJ163),IF(D163=\"C\",IF((BB163-AJ163)<0,0,BB163-AJ163),IF((BB163-AK163)<0,0,BB163-AK163)))","v":428.21514529700454},{"$f":"IF(AG163=0,\"\",IF(AG163-AL163<0,0,AG163-AL163))","v":""},{"$f":"IF(D163=\"MAR\",0,IF(D163=\"C\",0,AJ163))","v":381.1722459853587},{"$f":"IF(T163-BE163<0,0,T163-BE163)","v":428.2151452970046},{"$f":"IF(D163=\"MAR\",IF(AI163+R163+AJ163=0,\"Infinito\",(I163+U163+AG163)/(AI163+R163)),IF(D163=\"C\",IF(AI163+R163+AJ163=0,\"Infinito\",(I163+U163+AG163)/(AI163+R163)),IF(AI163+R163+AJ163=0,\"Infinito\",(I163+U163+AG163)/(AI163+R163+AJ163))))","v":2.1047353930812736},{"$f":"IF(BG163<1.4,\"1\", IF(BG163<3,\"2\", IF(BG163<9,\"3\", \"4\")))","v":"2"},{"$f":"IF(BG163<1.4,\"ROJO\", IF(BG163<3,\"AMARILLO\", IF(BG163<9,\"VERDE\", \"AZUL\")))","v":"AMARILLO"},{"$f":"IF(BG163<1.4,\"Déficit\", IF(BG163<3,\"Equilibrio\", IF(BG163<9,\"Disponibilidad\", \"Abundante\")))","v":"Equilibrio"},{"$f":"IF(I163+U163+AG163<=0,0,I163+U163+AG163)","v":815.83298390236325},{"$f":"IF(D163=\"MAR\",AI163+R163,IF(D163=\"C\",AI163+R163,AI163+R163+AJ163))","v":387.61783860535871},{"$f":"BK163/BL163","v":2.1047353930812736},{"$f":"SUM(BC163:BD163)","v":428.21514529700454}]
[null,null,null,null,null,null,null,null,null,null,null,null,null,null,null,null,null,null,null,null,{"$f":"IF(U165=0,\"\",U165/(SUM($U165:$AG165)))","v":0.10590141737781675},0.1003962041128354,0.22117805331088847,0.33127072581035411,7.7564424480514205E-2,0.16368917490759125,{"$f":"IF(AA165=0,\"\",AA165/(SUM($S165:$AE165)))","v":""},"","","","","",{"$f":"IF(AG165=0,\"\",AG165/(SUM($U165:$AG165)))","v":""},1.0000000000000002,null,null,null,null,null,{"$f":"IF(U164=0,\"\",U164)","v":0.10590141737781675},0.1003962041128354,0.22117805331088847,0.33127072581035411,7.7564424480514205E-2,0.16368917490759125,"","","","","","","",1.0000000000000002]
[35,{"$f":"A165","v":35},{"$f":"A165","v":35},36,null,null,null,{"$f":"C53","v":497.98907107527634},{"$f":"T119+T121+T159+T161+T163","v":4421.0139109465727},{"$f":"J53","v":0},{"$f":"I53","v":25.657480341000003},4944.6604623628491,{"$f":"H53","v":63.141392349999997},{"$f":"L53","v":0},{"$f":"K53","v":0},63.141392349999997,63.141392349999997,{"$f":"M53","v":0},{"$f":"L165-Q165-R165","v":4881.5190700128487},{"$f":"IF(S165<0,0,S165)","v":4881.5190700128487},{"$f":"K165+H165","v":523.64655141627634},{"$f":"T119","v":496.42514104804758},{"$f":"T121","v":1093.6503753487325},{"$f":"T159","v":1638.0212602527017},{"$f":"T161","v":383.52974301472761},{"$f":"T163","v":809.3873912823633},null,null,null,null,null,null,{"$f":"J165","v":0},4944.6604623628482,{"$f":"+Q165","v":63.141392349999997},{"$f":"(AI167+R167+AJ167)*W166","v":2265.4930222381663},{"$f":"(AI165+R165+AJ165)*U164","v":246.60568505964935},{"$f":"IF(AG165>0,(AI165+R165+AJ165)*AG164,\"\")","v":""},{"$f":"SUM(AI165:AK165)","v":2575.2400996478154},{"$f":"IF(AN164=\"\",\"\",$AK165*AN164)","v":26.115891581244352},24.75827469263416,54.543765356891292,81.693244278669638,19.127828035274643,40.366681114935304,"","","","","","","",246.60568505964937,{"$f":"+U165","v":523.64655141627634},{"$f":"IF(D165=\"MAR\",IF((BB165-AJ165)<0,0,BB165-AJ165),IF(D165=\"C\",IF((BB165-AJ165)<0,0,BB165-AJ165),IF((BB165-AK165)<0,0,BB165-AK165)))","v":277.04086635662702},{"$f":"IF(AG165=0,\"\",IF(AG165-AL165<0,0,AG165-AL165))","v":""},{"$f":"IF(D165=\"MAR\",0,IF(D165=\"C\",0,AJ165))","v":2265.4930222381663},{"$f":"IF(T165-BE165<0,0,T165-BE165)","v":2616.0260477746824},{"$f":"IF(D165=\"MAR\",IF(AI165+R165+AJ165=0,\"Infinito\",(I165+U165+AG165)/(AI165+R165)),IF(D165=\"C\",IF(AI165+R165+AJ165=0,\"Infinito\",(I165+U165+AG165)/(AI165+R165)),IF(AI165+R165+AJ165=0,\"Infinito\",(I165+U165+AG165)/(AI165+R165+AJ165))))","v":2.1234163814577753},{"$f":"IF(BG165<1.4,\"1\", IF(BG165<3,\"2\", IF(BG165<9,\"3\", \"4\")))","v":"2"},{"$f":"IF(BG165<1.4,\"ROJO\", IF(BG165<3,\"AMARILLO\", IF(BG165<9,\"VERDE\", \"AZUL\")))","v":"AMARILLO"},{"$f":"IF(BG165<1.4,\"Déficit\", IF(BG165<3,\"Equilibrio\", IF(BG165<9,\"Disponibilidad\", \"Abundante\")))","v":"Equilibrio"},{"$f":"IF(I165+U165+AG165<=0,0,I165+U165+AG165)","v":4944.6604623628491},{"$f":"IF(D165=\"MAR\",AI165+R165,IF(D165=\"C\",AI165+R165,AI165+R165+AJ165))","v":2328.6344145881662},{"$f":"BK165/BL165","v":2.1234163814577753},277.04086635662702]
[null,null,null,null,null,null,null,null,null,null,null,null,null,null,null,null,null,null,null,null,{"$f":"IF(U167=0,\"\",U167/(SUM($U167:$AG167)))","v":2.714725553921337E-2},{"$f":"IF(V167=0,\"\",V167/(SUM($U167:$AG167)))","v":0.33150932368043862},{"$f":"IF(W167=0,\"\",W167/(SUM($U167:$AG167)))","v":0.64134342078034801},{"$f":"IF(X167=0,\"\",X167/(SUM($S167:$AE167)))","v":""},"","","","","","","","",{"$f":"IF(AG167=0,\"\",AG167/(SUM($U167:$AG167)))","v":""},1,null,null,null,null,null,null,{"$f":"IF(V166=0,\"\",V166)","v":0.33150932368043862},0.64134342078034801,"","","","","","","","","",""]
[36,{"$f":"A167","v":36},{"$f":"A167","v":36},59,null,null,null,{"$f":"C54","v":167.62593858442759},{"$f":"T147+T165","v":7404.7679769153492},{"$f":"J54","v":0},{"$f":"I54","v":39.002587287000026},7611.3965027867771,{"$f":"H54","v":191.00018913},{"$f":"L54","v":0},{"$f":"K54","v":0},191.00018913,191.00018913,{"$f":"M54","v":0},{"$f":"L167-Q167-R167","v":7420.3963136567772},{"$f":"IF(S167<0,0,S167)","v":7420.3963136567772},{"$f":"K167+H167","v":206.6285258714276},{"$f":"T147","v":2523.2489069025},{"$f":"T165","v":4881.5190700128487},null,null,null,null,null,null,null,null,null,{"$f":"J167","v":0},7611.3965027867762,{"$f":"+Q167","v":191.00018913},{"$f":"(AI213+R213+AJ213)*V212","v":3341.4177773342872},{"$f":"(AI167+R167+AJ167)*U166","v":95.895453206914439},{"$f":"IF(AG167>0,(AI167+R167+AJ167)*AG166,\"\")","v":""},{"$f":"SUM(AI167:AK167)","v":3628.3134196712012},{"$f":"IF(AN166=\"\",\"\",$AK167*AN166)","v":""},31.790236836653353,61.501917997004298,"","","","","","","","","","",{"$f":"SUM(AN167:AZ167)","v":93.292154833657648},{"$f":"+U167","v":206.6285258714276},{"$f":"IF(D167=\"MAR\",IF((BB167-AJ167)<0,0,BB167-AJ167),IF(D167=\"C\",IF((BB167-AJ167)<0,0,BB167-AJ167),IF((BB167-AK167)<0,0,BB167-AK167)))","v":110.73307266451316},{"$f":"IF(AG167=0,\"\",IF(AG167-AL167<0,0,AG167-AL167))","v":""},{"$f":"IF(D167=\"MAR\",0,IF(D167=\"C\",0,AJ167))","v":3341.4177773342872},{"$f":"IF(T167-BE167<0,0,T167-BE167)","v":4078.9785363224901},{"$f":"IF(D167=\"MAR\",IF(AI167+R167+AJ167=0,\"Infinito\",(I167+U167+AG167)/(AI167+R167)),IF(D167=\"C\",IF(AI167+R167+AJ167=0,\"Infinito\",(I167+U167+AG167)/(AI167+R167)),IF(AI167+R167+AJ167=0,\"Infinito\",(I167+U167+AG167)/(AI167+R167+AJ167))))","v":2.1547270382630495},{"$f":"IF(BG167<1.4,\"1\", IF(BG167<3,\"2\", IF(BG167<9,\"3\", \"4\")))","v":"2"},{"$f":"IF(BG167<1.4,\"ROJO\", IF(BG167<3,\"AMARILLO\", IF(BG167<9,\"VERDE\", \"AZUL\")))","v":"AMARILLO"},{"$f":"IF(BG167<1.4,\"Déficit\", IF(BG167<3,\"Equilibrio\", IF(BG167<9,\"Disponibilidad\", \"Abundante\")))","v":"Equilibrio"},{"$f":"IF(I167+U167+AG167<=0,0,I167+U167+AG167)","v":7611.3965027867771},{"$f":"IF(D167=\"MAR\",AI167+R167,IF(D167=\"C\",AI167+R167,AI167+R167+AJ167))","v":3532.417966464287},{"$f":"BK167/BL167","v":2.1547270382630495},110.73307266451316]
[null,null,null,null,null,null,null,null,null,null,null,null,null,null,null,null,null,null,null,null,{"$f":"IF(U169=0,\"\",U169/(SUM($U169:$AG169)))","v":1},{"$f":"IF(V169=0,\"\",V169/(SUM($S169:$AE169)))","v":""},"","","","","","","","","","",{"$f":"IF(AG169=0,\"\",AG169/(SUM($U169:$AG169)))","v":""},1,null,null,null,null,null,null,{"$f":"IF(V168=0,\"\",V168)","v":""},"","","","","","","","","","",""]
[37,{"$f":"A169","v":37},{"$f":"A169","v":37},38,null,null,null,{"$f":"C35","v":308.94561386343906},null,{"$f":"J35","v":0},{"$f":"I35","v":0.81115823999999992},309.75677210343906,{"$f":"H35","v":3.3104472},{"$f":"L35","v":0},{"$f":"K35","v":0},3.3104472,3.3104472,{"$f":"M35","v":0},{"$f":"L169-Q169-R169","v":306.44632490343906},{"$f":"IF(S169<0,0,S169)","v":306.44632490343906},{"$f":"K169+H169","v":309.75677210343906},null,null,null,null,null,null,null,null,null,null,null,{"$f":"J169","v":0},309.75677210343906,{"$f":"+Q169","v":3.3104472},{"$f":"(AI171+R171+AJ171)*V170","v":160.07393056598013},{"$f":"(AI169+R169+AJ169)*U168","v":163.38437776598013},{"$f":"IF(AG169>0,(AI169+R169+AJ169)*AG168,\"\")","v":""},{"$f":"SUM(AI169:AK169)","v":326.76875553196027},{"$f":"IF(AN168=\"\",\"\",$AK169*AN168)","v":""},"","","","","","","","","","","","",{"$f":"SUM(AN169:AZ169)","v":0},{"$f":"+U169","v":309.75677210343906},{"$f":"IF(D169=\"MAR\",IF((BB169-AJ169)<0,0,BB169-AJ169),IF(D169=\"C\",IF((BB169-AJ169)<0,0,BB169-AJ169),IF((BB169-AK169)<0,0,BB169-AK169)))","v":146.37239433745893},{"$f":"IF(AG169=0,\"\",IF(AG169-AL169<0,0,AG169-AL169))","v":""},{"$f":"IF(D169=\"MAR\",0,IF(D169=\"C\",0,AJ169))","v":160.07393056598013},{"$f":"IF(T169-BE169<0,0,T169-BE169)","v":146.37239433745893},{"$f":"IF(D169=\"MAR\",IF(AI169+R169+AJ169=0,\"Infinito\",(I169+U169+AG169)/(AI169+R169)),IF(D169=\"C\",IF(AI169+R169+AJ169=0,\"Infinito\",(I169+U169+AG169)/(AI169+R169)),IF(AI169+R169+AJ169=0,\"Infinito\",(I169+U169+AG169)/(AI169+R169+AJ169))))","v":1.8958775394494085},{"$f":"IF(BG169<1.4,\"1\", IF(BG169<3,\"2\", IF(BG169<9,\"3\", \"4\")))","v":"2"},{"$f":"IF(BG169<1.4,\"ROJO\", IF(BG169<3,\"AMARILLO\", IF(BG169<9,\"VERDE\", \"AZUL\")))","v":"AMARILLO"},{"$f":"IF(BG169<1.4,\"Déficit\", IF(BG169<3,\"Equilibrio\", IF(BG169<9,\"Disponibilidad\", \"Abundante\")))","v":"Equilibrio"},{"$f":"IF(I169+U169+AG169<=0,0,I169+U169+AG169)","v":309.75677210343906},{"$f":"IF(D169=\"MAR\",AI169+R169,IF(D169=\"C\",AI169+R169,AI169+R169+AJ169))","v":163.38437776598013},{"$f":"BK169/BL169","v":1.8958775394494085},146.37239433745893]
[null,null,null,null,null,null,null,null,null,null,null,null,null,null,null,null,null,null,null,null,{"$f":"IF(U171=0,\"\",U171/(SUM($U171:$AG171)))","v":0.53363000343009848},{"$f":"IF(V171=0,\"\",V171/(SUM($U171:$AG171)))","v":0.46636999656990158},{"$f":"IF(W171=0,\"\",W171/(SUM($S171:$AE171)))","v":""},"","","","","","","","","",{"$f":"IF(AG171=0,\"\",AG171/(SUM($U171:$AG171)))","v":""},1,null,null,null,null,null,{"$f":"IF(U170=0,\"\",U170)","v":0.53363000343009848},0.46636999656990158,"","","","","","","","","","",""]
[38,{"$f":"A171","v":38},{"$f":"A171","v":38},42,null,null,null,{"$f":"C36","v":345.77220995451006},{"$f":"T169","v":306.44632490343906},{"$f":"J36","v":0},{"$f":"I36","v":4.8698866899999995},657.08842154794922,{"$f":"H36","v":17.91798412},{"$f":"L36","v":0},{"$f":"K36","v":0},17.91798412,17.91798412,{"$f":"M36","v":0},{"$f":"L171-Q171-R171","v":639.1704374279492},{"$f":"IF(S171<0,0,S171)","v":639.1704374279492},{"$f":"K171+H171","v":350.64209664451005},{"$f":"T169","v":306.44632490343906},null,null,null,null,null,null,null,null,null,null,{"$f":"J171","v":0},657.08842154794911,{"$f":"+Q171","v":17.91798412},{"$f":"(AI179+R179+AJ179)*X178","v":325.31578251015577},{"$f":"(AI171+R171+AJ171)*U170","v":183.15983606417564},{"$f":"IF(AG171>0,(AI171+R171+AJ171)*AG170,\"\")","v":""},{"$f":"SUM(AI171:AK171)","v":526.39360269433132},{"$f":"IF(AN170=\"\",\"\",$AK171*AN170)","v":97.739583947182325},85.420252116993325,"","","","","","","","","","","",{"$f":"SUM(AN171:AZ171)","v":183.15983606417564},{"$f":"+U171","v":350.64209664451005},{"$f":"IF(D171=\"MAR\",IF((BB171-AJ171)<0,0,BB171-AJ171),IF(D171=\"C\",IF((BB171-AJ171)<0,0,BB171-AJ171),IF((BB171-AK171)<0,0,BB171-AK171)))","v":167.48226058033441},{"$f":"IF(AG171=0,\"\",IF(AG171-AL171<0,0,AG171-AL171))","v":""},{"$f":"IF(D171=\"MAR\",0,IF(D171=\"C\",0,AJ171))","v":325.31578251015577},{"$f":"IF(T171-BE171<0,0,T171-BE171)","v":313.85465491779343},{"$f":"IF(D171=\"MAR\",IF(AI171+R171+AJ171=0,\"Infinito\",(I171+U171+AG171)/(AI171+R171)),IF(D171=\"C\",IF(AI171+R171+AJ171=0,\"Infinito\",(I171+U171+AG171)/(AI171+R171)),IF(AI171+R171+AJ171=0,\"Infinito\",(I171+U171+AG171)/(AI171+R171+AJ171))))","v":1.9144049491377135},{"$f":"IF(BG171<1.4,\"1\", IF(BG171<3,\"2\", IF(BG171<9,\"3\", \"4\")))","v":"2"},{"$f":"IF(BG171<1.4,\"ROJO\", IF(BG171<3,\"AMARILLO\", IF(BG171<9,\"VERDE\", \"AZUL\")))","v":"AMARILLO"},{"$f":"IF(BG171<1.4,\"Déficit\", IF(BG171<3,\"Equilibrio\", IF(BG171<9,\"Disponibilidad\", \"Abundante\")))","v":"Equilibrio"},{"$f":"IF(I171+U171+AG171<=0,0,I171+U171+AG171)","v":657.08842154794911},{"$f":"IF(D171=\"MAR\",AI171+R171,IF(D171=\"C\",AI171+R171,AI171+R171+AJ171))","v":343.23376663015574},{"$f":"BK171/BL171","v":1.9144049491377135},167.48226058033441]
[null,null,null,null,null,null,null,null,null,null,null,null,null,null,null,null,null,null,null,null,{"$f":"IF(U173=0,\"\",U173/(SUM($U173:$AG173)))","v":1},{"$f":"IF(V173=0,\"\",V173/(SUM($S173:$AE173)))","v":""},"","","","","","","","","","",{"$f":"IF(AG173=0,\"\",AG173/(SUM($U173:$AG173)))","v":""},1,null,null,null,null,null,{"$f":"IF(U172=0,\"\",U172)","v":1},"","","","","","","","","","","","",1]
[39,{"$f":"A173","v":39},{"$f":"A173","v":39},42,null,null,null,{"$f":"C37","v":403.24794866041282},null,{"$f":"J37","v":0},{"$f":"I37","v":2.8768177399999999},406.1247664004128,{"$f":"H37","v":12.551826949999999},{"$f":"L37","v":0},{"$f":"K37","v":0},12.551826949999999,12.551826949999999,{"$f":"M37","v":0},{"$f":"L173-Q173-R173","v":393.57293945041278},{"$f":"IF(S173<0,0,S173)","v":393.57293945041278},{"$f":"K173+H173","v":406.1247664004128},null,null,null,null,null,null,null,null,null,null,null,{"$f":"J173","v":0},406.1247664004128,{"$f":"+Q173","v":12.551826949999999},{"$f":"(AI179+R179+AJ179)*Y178","v":200.31509793749819},{"$f":"(AI173+R173+AJ173)*U172","v":212.86692488749819},{"$f":"IF(AG173>0,(AI173+R173+AJ173)*AG172,\"\")","v":""},{"$f":"SUM(AI173:AK173)","v":425.73384977499637},{"$f":"IF(AN172=\"\",\"\",$AK173*AN172)","v":212.86692488749819},"","","","","","","","","","","","",212.86692488749819,{"$f":"+U173","v":406.1247664004128},{"$f":"IF(D173=\"MAR\",IF((BB173-AJ173)<0,0,BB173-AJ173),IF(D173=\"C\",IF((BB173-AJ173)<0,0,BB173-AJ173),IF((BB173-AK173)<0,0,BB173-AK173)))","v":193.25784151291461},{"$f":"IF(AG173=0,\"\",IF(AG173-AL173<0,0,AG173-AL173))","v":""},{"$f":"IF(D173=\"MAR\",0,IF(D173=\"C\",0,AJ173))","v":200.31509793749819},{"$f":"IF(T173-BE173<0,0,T173-BE173)","v":193.25784151291458},{"$f":"IF(D173=\"MAR\",IF(AI173+R173+AJ173=0,\"Infinito\",(I173+U173+AG173)/(AI173+R173)),IF(D173=\"C\",IF(AI173+R173+AJ173=0,\"Infinito\",(I173+U173+AG173)/(AI173+R173)),IF(AI173+R173+AJ173=0,\"Infinito\",(I173+U173+AG173)/(AI173+R173+AJ173))))","v":1.9078810229210239},{"$f":"IF(BG173<1.4,\"1\", IF(BG173<3,\"2\", IF(BG173<9,\"3\", \"4\")))","v":"2"},{"$f":"IF(BG173<1.4,\"ROJO\", IF(BG173<3,\"AMARILLO\", IF(BG173<9,\"VERDE\", \"AZUL\")))","v":"AMARILLO"},{"$f":"IF(BG173<1.4,\"Déficit\", IF(BG173<3,\"Equilibrio\", IF(BG173<9,\"Disponibilidad\", \"Abundante\")))","v":"Equilibrio"},{"$f":"IF(I173+U173+AG173<=0,0,I173+U173+AG173)","v":406.1247664004128},{"$f":"IF(D173=\"MAR\",AI173+R173,IF(D173=\"C\",AI173+R173,AI173+R173+AJ173))","v":212.86692488749819},{"$f":"BK173/BL173","v":1.9078810229210239},193.25784151291461]
[null,null,null,null,null,null,null,null,null,null,null,null,null,null,null,null,null,null,null,null,{"$f":"IF(U175=0,\"\",U175/(SUM($U175:$AG175)))","v":1},{"$f":"IF(V175=0,\"\",V175/(SUM($S175:$AE175)))","v":""},"","","","","","","","","","",{"$f":"IF(AG175=0,\"\",AG175/(SUM($U175:$AG175)))","v":""},1,null,null,null,null,null,{"$f":"IF(U174=0,\"\",U174)","v":1},"","","","","","","","","","","","",1]
[40,{"$f":"A175","v":40},{"$f":"A175","v":40},42,null,null,null,{"$f":"C38","v":866.13666391203333},null,{"$f":"J38","v":0},{"$f":"I38","v":400.86935157350001},1267.0060154855332,{"$f":"H38","v":436.54985184999998},{"$f":"L38","v":0},{"$f":"K38","v":0},436.54985184999998,436.54985184999998,{"$f":"M38","v":0},{"$f":"L175-Q175-R175","v":830.45616363553324},{"$f":"IF(S175<0,0,S175)","v":830.45616363553324},{"$f":"K175+H175","v":1267.0060154855332},null,null,null,null,null,null,null,null,null,null,null,{"$f":"J175","v":0},1267.0060154855332,{"$f":"+Q175","v":436.54985184999998},{"$f":"(AI179+R179+AJ179)*Z178","v":422.67364210493457},{"$f":"(AI175+R175+AJ175)*U174","v":859.22349395493461},{"$f":"IF(AG175>0,(AI175+R175+AJ175)*AG174,\"\")","v":""},{"$f":"SUM(AI175:AK175)","v":1718.4469879098692},{"$f":"IF(AN174=\"\",\"\",$AK175*AN174)","v":859.22349395493461},"","","","","","","","","","","","",859.22349395493461,{"$f":"+U175","v":1267.0060154855332},{"$f":"IF(D175=\"MAR\",IF((BB175-AJ175)<0,0,BB175-AJ175),IF(D175=\"C\",IF((BB175-AJ175)<0,0,BB175-AJ175),IF((BB175-AK175)<0,0,BB175-AK175)))","v":407.78252153059861},{"$f":"IF(AG175=0,\"\",IF(AG175-AL175<0,0,AG175-AL175))","v":""},{"$f":"IF(D175=\"MAR\",0,IF(D175=\"C\",0,AJ175))","v":422.67364210493457},{"$f":"IF(T175-BE175<0,0,T175-BE175)","v":407.78252153059867},{"$f":"IF(D175=\"MAR\",IF(AI175+R175+AJ175=0,\"Infinito\",(I175+U175+AG175)/(AI175+R175)),IF(D175=\"C\",IF(AI175+R175+AJ175=0,\"Infinito\",(I175+U175+AG175)/(AI175+R175)),IF(AI175+R175+AJ175=0,\"Infinito\",(I175+U175+AG175)/(AI175+R175+AJ175))))","v":1.4745942404968577},{"$f":"IF(BG175<1.4,\"1\", IF(BG175<3,\"2\", IF(BG175<9,\"3\", \"4\")))","v":"2"},{"$f":"IF(BG175<1.4,\"ROJO\", IF(BG175<3,\"AMARILLO\", IF(BG175<9,\"VERDE\", \"AZUL\")))","v":"AMARILLO"},{"$f":"IF(BG175<1.4,\"Déficit\", IF(BG175<3,\"Equilibrio\", IF(BG175<9,\"Disponibilidad\", \"Abundante\")))","v":"Equilibrio"},{"$f":"IF(I175+U175+AG175<=0,0,I175+U175+AG175)","v":1267.0060154855332},{"$f":"IF(D175=\"MAR\",AI175+R175,IF(D175=\"C\",AI175+R175,AI175+R175+AJ175))","v":859.22349395493461},{"$f":"BK175/BL175","v":1.4745942404968577},407.78252153059861]
[null,null,null,null,null,null,null,null,null,null,null,null,null,null,null,null,null,null,null,null,{"$f":"IF(U177=0,\"\",U177/(SUM($U177:$AG177)))","v":1},{"$f":"IF(V177=0,\"\",V177/(SUM($S177:$AE177)))","v":""},"","","","","","","","","","",{"$f":"IF(AG177=0,\"\",AG177/(SUM($U177:$AG177)))","v":""},1,null,null,null,null,null,{"$f":"IF(U176=0,\"\",U176)","v":1},"","","","","","","","","","","","",1]
[41,{"$f":"A177","v":41},{"$f":"A177","v":41},42,null,null,null,{"$f":"C39","v":272.10691787997075},null,{"$f":"J39","v":0},{"$f":"I39","v":56.182557611499995},328.28947549147074,{"$f":"H39","v":121.47515498999992},{"$f":"L39","v":0},{"$f":"K39","v":0},121.47515498999992,121.47515498999992,{"$f":"M39","v":0},{"$f":"L177-Q177-R177","v":206.81432050147083},{"$f":"IF(S177<0,0,S177)","v":206.81432050147083},{"$f":"K177+H177","v":328.28947549147074},null,null,null,null,null,null,null,null,null,null,null,{"$f":"J177","v":0},328.28947549147074,{"$f":"+Q177","v":121.47515498999992},{"$f":"(AI179+R179+AJ179)*AA178","v":105.26138032756921},{"$f":"(AI177+R177+AJ177)*U176","v":226.73653531756912},{"$f":"IF(AG177>0,(AI177+R177+AJ177)*AG176,\"\")","v":""},{"$f":"SUM(AI177:AK177)","v":453.47307063513824},{"$f":"IF(AN176=\"\",\"\",$AK177*AN176)","v":226.73653531756912},"","","","","","","","","","","","",226.73653531756912,{"$f":"+U177","v":328.28947549147074},{"$f":"IF(D177=\"MAR\",IF((BB177-AJ177)<0,0,BB177-AJ177),IF(D177=\"C\",IF((BB177-AJ177)<0,0,BB177-AJ177),IF((BB177-AK177)<0,0,BB177-AK177)))","v":101.55294017390162},{"$f":"IF(AG177=0,\"\",IF(AG177-AL177<0,0,AG177-AL177))","v":""},{"$f":"IF(D177=\"MAR\",0,IF(D177=\"C\",0,AJ177))","v":105.26138032756921},{"$f":"IF(T177-BE177<0,0,T177-BE177)","v":101.55294017390162},{"$f":"IF(D177=\"MAR\",IF(AI177+R177+AJ177=0,\"Infinito\",(I177+U177+AG177)/(AI177+R177)),IF(D177=\"C\",IF(AI177+R177+AJ177=0,\"Infinito\",(I177+U177+AG177)/(AI177+R177)),IF(AI177+R177+AJ177=0,\"Infinito\",(I177+U177+AG177)/(AI177+R177+AJ177))))","v":1.4478896179288694},{"$f":"IF(BG177<1.4,\"1\", IF(BG177<3,\"2\", IF(BG177<9,\"3\", \"4\")))","v":"2"},{"$f":"IF(BG177<1.4,\"ROJO\", IF(BG177<3,\"AMARILLO\", IF(BG177<9,\"VERDE\", \"AZUL\")))","v":"AMARILLO"},{"$f":"IF(BG177<1.4,\"Déficit\", IF(BG177<3,\"Equilibrio\", IF(BG177<9,\"Disponibilidad\", \"Abundante\")))","v":"Equilibrio"},{"$f":"IF(I177+U177+AG177<=0,0,I177+U177+AG177)","v":328.28947549147074},{"$f":"IF(D177=\"MAR\",AI177+R177,IF(D177=\"C\",AI177+R177,AI177+R177+AJ177))","v":226.73653531756912},{"$f":"BK177/BL177","v":1.4478896179288694},101.55294017390162]
[null,null,null,null,null,null,null,null,null,null,null,null,null,null,null,null,null,null,null,null,{"$f":"IF(U179=0,\"\",U179/(SUM($U179:$AG179)))","v":0.38121736097009423},3.8206237184779661E-2,0.12985765586412831,0.13917109612219769,8.5695417340893074E-2,0.18082108903483296,4.503114348307407E-2,{"$f":"IF(AB179=0,\"\",AB179/(SUM($S179:$AE179)))","v":""},{"$f":"IF(AC179=0,\"\",AC179/(SUM($S179:$AE179)))","v":""},{"$f":"IF(AD179=0,\"\",AD179/(SUM($S179:$AE179)))","v":""},{"$f":"IF(AE179=0,\"\",AE179/(SUM($S179:$AE179)))","v":""},{"$f":"IF(AF179=0,\"\",AF179/(SUM($S179:$AE179)))","v":""},{"$f":"IF(AG179=0,\"\",AG179/(SUM($U179:$AG179)))","v":""},{"$f":"SUM(U178:AG178)","v":0.99999999999999989},null,null,null,null,null,{"$f":"IF(U178=0,\"\",U178)","v":0.38121736097009423},3.8206237184779661E-2,0.12985765586412831,0.13917109612219769,8.5695417340893074E-2,0.18082108903483296,4.503114348307407E-2,"","","","","","",0.99999999999999989]
[42,{"$f":"A179","v":42},{"$f":"A179","v":42},46,null,null,null,{"$f":"C40","v":1680.4205816954723},{"$f":"T127+T137+T171+T173+T175+T177","v":2841.8801107544232},{"$f":"J40","v":0},{"$f":"I40","v":70.394595850000002},4592.6952882998949,{"$f":"H40","v":112.18270155},{"$f":"L40","v":0},{"$f":"K40","v":0},112.18270155,112.18270155,{"$f":"M40","v":0},{"$f":"L179-Q179-R179","v":4480.5125867498946},{"$f":"IF(S179<0,0,S179)","v":4480.5125867498946},{"$f":"K179+H179","v":1750.8151775454724},{"$f":"T127","v":175.46960550220584},{"$f":"T137","v":596.39664423685144},{"$f":"T171","v":639.1704374279492},{"$f":"T173","v":393.57293945041278},{"$f":"T175","v":830.45616363553324},{"$f":"T177","v":206.81432050147083},null,null,null,null,null,{"$f":"J179","v":0},{"$f":"SUM(U179:AG179)","v":4592.6952882998958},{"$f":"+Q179","v":112.18270155},{"$f":"(AI187+R187+AJ187)*V186","v":2225.3413359449391},{"$f":"(AI179+R179+AJ179)*U178","v":891.10474477798027},{"$f":"IF(AG179>0,(AI179+R179+AJ179)*AG178,\"\")","v":""},{"$f":"SUM(AI179:AK179)","v":3228.6287822729191},{"$f":"IF(AN178=\"\",\"\",$AK179*AN178)","v":339.70459915219101},34.045759235470058,115.71677328627085,124.01602409044273,76.363592998199024,161.13053039486127,40.12746562054533,"","","","","","",891.10474477798027,{"$f":"+U179","v":1750.8151775454724},{"$f":"IF(D179=\"MAR\",IF((BB179-AJ179)<0,0,BB179-AJ179),IF(D179=\"C\",IF((BB179-AJ179)<0,0,BB179-AJ179),IF((BB179-AK179)<0,0,BB179-AK179)))","v":859.71043276749208},{"$f":"IF(AG179=0,\"\",IF(AG179-AL179<0,0,AG179-AL179))","v":""},{"$f":"IF(D179=\"MAR\",0,IF(D179=\"C\",0,AJ179))","v":2225.3413359449391},{"$f":"IF(T179-BE179<0,0,T179-BE179)","v":2255.1712508049554},{"$f":"IF(D179=\"MAR\",IF(AI179+R179+AJ179=0,\"Infinito\",(I179+U179+AG179)/(AI179+R179)),IF(D179=\"C\",IF(AI179+R179+AJ179=0,\"Infinito\",(I179+U179+AG179)/(AI179+R179)),IF(AI179+R179+AJ179=0,\"Infinito\",(I179+U179+AG179)/(AI179+R179+AJ179))))","v":1.9647692236019796},{"$f":"IF(BG179<1.4,\"1\", IF(BG179<3,\"2\", IF(BG179<9,\"3\", \"4\")))","v":"2"},{"$f":"IF(BG179<1.4,\"ROJO\", IF(BG179<3,\"AMARILLO\", IF(BG179<9,\"VERDE\", \"AZUL\")))","v":"AMARILLO"},{"$f":"IF(BG179<1.4,\"Déficit\", IF(BG179<3,\"Equilibrio\", IF(BG179<9,\"Disponibilidad\", \"Abundante\")))","v":"Equilibrio"},{"$f":"IF(I179+U179+AG179<=0,0,I179+U179+AG179)","v":4592.6952882998958},{"$f":"IF(D179=\"MAR\",AI179+R179,IF(D179=\"C\",AI179+R179,AI179+R179+AJ179))","v":2337.524037494939},{"$f":"BK179/BL179","v":1.9647692236019796},859.71043276749208]
[null,null,null,null,null,null,null,null,null,null,null,null,null,null,null,null,null,null,null,null,{"$f":"IF(U181=0,\"\",U181/(SUM($U181:$AG181)))","v":1},{"$f":"IF(V181=0,\"\",V181/(SUM($S181:$AE181)))","v":""},"","","","","","","","","","",{"$f":"IF(AG181=0,\"\",AG181/(SUM($U181:$AG181)))","v":""},{"$f":"SUM(U180:AG180)","v":1},null,null,null,null,null,{"$f":"IF(U180=0,\"\",U180)","v":1},"","","","","","","","","","","","",1]
[43,{"$f":"A181","v":43},{"$f":"A181","v":43},59,null,null,null,{"$f":"C41","v":233.38908002618555},null,{"$f":"J41","v":0},{"$f":"I41","v":13.889694826000001},247.27877485218556,{"$f":"H41","v":39.260466880000003},{"$f":"L41","v":0},{"$f":"K41","v":0},39.260466880000003,39.260466880000003,{"$f":"M41","v":0},{"$f":"L181-Q181-R181","v":208.01830797218557},{"$f":"IF(S181<0,0,S181)","v":208.01830797218557},{"$f":"K181+H181","v":247.27877485218556},null,null,null,null,null,null,null,null,null,null,null,{"$f":"J181","v":0},{"$f":"SUM(U181:AG181)","v":247.27877485218556},{"$f":"+Q181","v":39.260466880000003},{"$f":"(AI213+R213+AJ213)*W212","v":93.671017407791993},{"$f":"(AI181+R181+AJ181)*U180","v":132.93148428779199},{"$f":"IF(AG181>0,(AI181+R181+AJ181)*AG180,\"\")","v":""},{"$f":"SUM(AI181:AK181)","v":265.86296857558398},{"$f":"IF(AN180=\"\",\"\",$AK181*AN180)","v":132.93148428779199},"","","","","","","","","","","","",132.93148428779199,{"$f":"+U181","v":247.27877485218556},{"$f":"IF(D181=\"MAR\",IF((BB181-AJ181)<0,0,BB181-AJ181),IF(D181=\"C\",IF((BB181-AJ181)<0,0,BB181-AJ181),IF((BB181-AK181)<0,0,BB181-AK181)))","v":114.34729056439357},{"$f":"IF(AG181=0,\"\",IF(AG181-AL181<0,0,AG181-AL181))","v":""},{"$f":"IF(D181=\"MAR\",0,IF(D181=\"C\",0,AJ181))","v":93.671017407791993},{"$f":"IF(T181-BE181<0,0,T181-BE181)","v":114.34729056439357},{"$f":"IF(D181=\"MAR\",IF(AI181+R181+AJ181=0,\"Infinito\",(I181+U181+AG181)/(AI181+R181)),IF(D181=\"C\",IF(AI181+R181+AJ181=0,\"Infinito\",(I181+U181+AG181)/(AI181+R181)),IF(AI181+R181+AJ181=0,\"Infinito\",(I181+U181+AG181)/(AI181+R181+AJ181))))","v":1.8601971999111642},{"$f":"IF(BG181<1.4,\"1\", IF(BG181<3,\"2\", IF(BG181<9,\"3\", \"4\")))","v":"2"},{"$f":"IF(BG181<1.4,\"ROJO\", IF(BG181<3,\"AMARILLO\", IF(BG181<9,\"VERDE\", \"AZUL\")))","v":"AMARILLO"},{"$f":"IF(BG181<1.4,\"Déficit\", IF(BG181<3,\"Equilibrio\", IF(BG181<9,\"Disponibilidad\", \"Abundante\")))","v":"Equilibrio"},{"$f":"IF(I181+U181+AG181<=0,0,I181+U181+AG181)","v":247.27877485218556},{"$f":"IF(D181=\"MAR\",AI181+R181,IF(D181=\"C\",AI181+R181,AI181+R181+AJ181))","v":132.93148428779199},{"$f":"BK181/BL181","v":1.8601971999111642},114.34729056439357]
[null,null,null,null,null,null,null,null,null,null,null,null,null,null,null,null,null,null,null,null,{"$f":"IF(U183=0,\"\",U183/(SUM($U183:$AG183)))","v":1},{"$f":"IF(V183=0,\"\",V183/(SUM($S183:$AE183)))","v":""},"","","","","","","","","","",{"$f":"IF(AG183=0,\"\",AG183/(SUM($U183:$AG183)))","v":""},{"$f":"SUM(U182:AG182)","v":1},null,null,null,null,null,{"$f":"IF(U182=0,\"\",U182)","v":1},"","","","","","","","","","","","",1]
[44,{"$f":"A183","v":44},{"$f":"A183","v":44},45,null,null,null,{"$f":"C42","v":923.72461929143935},null,{"$f":"J42","v":0},{"$f":"I42","v":2.70292266},926.42754195143937,{"$f":"H42","v":8.6318188000000013},{"$f":"L42","v":0},{"$f":"K42","v":0},8.6318188000000013,8.6318188000000013,{"$f":"M42","v":0},{"$f":"L183-Q183-R183","v":917.79572315143935},{"$f":"IF(S183<0,0,S183)","v":917.79572315143935},{"$f":"K183+H183","v":926.42754195143937},null,null,null,null,null,null,null,null,null,null,null,{"$f":"J183","v":0},{"$f":"SUM(U183:AG183)","v":926.42754195143937},{"$f":"+Q183","v":8.6318188000000013},{"$f":"(AI185+R185+AJ185)*V184","v":474.9664830894975},{"$f":"(AI183+R183+AJ183)*U182","v":483.59830188949752},{"$f":"IF(AG183>0,(AI183+R183+AJ183)*AG182,\"\")","v":""},{"$f":"SUM(AI183:AK183)","v":967.19660377899504},{"$f":"IF(AN182=\"\",\"\",$AK183*AN182)","v":483.59830188949752},"","","","","","","","","","","","",483.59830188949752,{"$f":"+U183","v":926.42754195143937},{"$f":"IF(D183=\"MAR\",IF((BB183-AJ183)<0,0,BB183-AJ183),IF(D183=\"C\",IF((BB183-AJ183)<0,0,BB183-AJ183),IF((BB183-AK183)<0,0,BB183-AK183)))","v":442.82924006194185},{"$f":"IF(AG183=0,\"\",IF(AG183-AL183<0,0,AG183-AL183))","v":""},{"$f":"IF(D183=\"MAR\",0,IF(D183=\"C\",0,AJ183))","v":474.9664830894975},{"$f":"IF(T183-BE183<0,0,T183-BE183)","v":442.82924006194185},{"$f":"IF(D183=\"MAR\",IF(AI183+R183+AJ183=0,\"Infinito\",(I183+U183+AG183)/(AI183+R183)),IF(D183=\"C\",IF(AI183+R183+AJ183=0,\"Infinito\",(I183+U183+AG183)/(AI183+R183)),IF(AI183+R183+AJ183=0,\"Infinito\",(I183+U183+AG183)/(AI183+R183+AJ183))))","v":1.915696433034888},{"$f":"IF(BG183<1.4,\"1\", IF(BG183<3,\"2\", IF(BG183<9,\"3\", \"4\")))","v":"2"},{"$f":"IF(BG183<1.4,\"ROJO\", IF(BG183<3,\"AMARILLO\", IF(BG183<9,\"VERDE\", \"AZUL\")))","v":"AMARILLO"},{"$f":"IF(BG183<1.4,\"Déficit\", IF(BG183<3,\"Equilibrio\", IF(BG183<9,\"Disponibilidad\", \"Abundante\")))","v":"Equilibrio"},{"$f":"IF(I183+U183+AG183<=0,0,I183+U183+AG183)","v":926.42754195143937},{"$f":"IF(D183=\"MAR\",AI183+R183,IF(D183=\"C\",AI183+R183,AI183+R183+AJ183))","v":483.59830188949752},{"$f":"BK183/BL183","v":1.915696433034888},442.82924006194185]
[null,null,null,null,null,null,null,null,null,null,null,null,null,null,null,null,null,null,null,null,{"$f":"IF(U185=0,\"\",U185/(SUM($U185:$AG185)))","v":0.13289926696461093},{"$f":"IF(V185=0,\"\",V185/(SUM($U185:$AG185)))","v":0.86710073303538904},{"$f":"IF(W185=0,\"\",W185/(SUM($S185:$AE185)))","v":""},"","","","","","","","","",{"$f":"IF(AG185=0,\"\",AG185/(SUM($U185:$AG185)))","v":""},1,null,null,null,null,null,{"$f":"IF(U184=0,\"\",U184)","v":0.13289926696461093},0.86710073303538904,"","","","","","","","","","","",1]
[45,{"$f":"A185","v":45},{"$f":"A185","v":45},46,null,null,null,{"$f":"C43","v":131.4179547002787},{"$f":"T183","v":917.79572315143935},{"$f":"J43","v":0},{"$f":"I43","v":9.2512595939999986},1058.4649374457181,{"$f":"H43","v":43.818087220000002},{"$f":"L43","v":0},{"$f":"K43","v":0},43.818087220000002,43.818087220000002,{"$f":"M43","v":0},{"$f":"L185-Q185-R185","v":1014.646850225718},{"$f":"IF(S185<0,0,S185)","v":1014.646850225718},{"$f":"K185+H185","v":140.6692142942787},{"$f":"T183","v":917.79572315143935},null,null,null,null,null,null,null,null,null,null,{"$f":"J185","v":0},1058.4649374457181,{"$f":"+Q185","v":43.818087220000002},{"$f":"(AI187+R187+AJ187)*W186","v":503.9458172421966},{"$f":"(AI185+R185+AJ185)*U184","v":72.797421372699105},{"$f":"IF(AG185>0,(AI185+R185+AJ185)*AG184,\"\")","v":""},{"$f":"SUM(AI185:AK185)","v":620.56132583489568},{"$f":"IF(AN184=\"\",\"\",$AK185*AN184)","v":9.6747239373456129},63.122697435353494,"","","","","","","","","","","",72.797421372699105,{"$f":"+U185","v":140.6692142942787},{"$f":"IF(D185=\"MAR\",IF((BB185-AJ185)<0,0,BB185-AJ185),IF(D185=\"C\",IF((BB185-AJ185)<0,0,BB185-AJ185),IF((BB185-AK185)<0,0,BB185-AK185)))","v":67.871792921579598},{"$f":"IF(AG185=0,\"\",IF(AG185-AL185<0,0,AG185-AL185))","v":""},{"$f":"IF(D185=\"MAR\",0,IF(D185=\"C\",0,AJ185))","v":503.9458172421966},{"$f":"IF(T185-BE185<0,0,T185-BE185)","v":510.70103298352143},{"$f":"IF(D185=\"MAR\",IF(AI185+R185+AJ185=0,\"Infinito\",(I185+U185+AG185)/(AI185+R185)),IF(D185=\"C\",IF(AI185+R185+AJ185=0,\"Infinito\",(I185+U185+AG185)/(AI185+R185)),IF(AI185+R185+AJ185=0,\"Infinito\",(I185+U185+AG185)/(AI185+R185+AJ185))))","v":1.9323378718883202},{"$f":"IF(BG185<1.4,\"1\", IF(BG185<3,\"2\", IF(BG185<9,\"3\", \"4\")))","v":"2"},{"$f":"IF(BG185<1.4,\"ROJO\", IF(BG185<3,\"AMARILLO\", IF(BG185<9,\"VERDE\", \"AZUL\")))","v":"AMARILLO"},{"$f":"IF(BG185<1.4,\"Déficit\", IF(BG185<3,\"Equilibrio\", IF(BG185<9,\"Disponibilidad\", \"Abundante\")))","v":"Equilibrio"},{"$f":"IF(I185+U185+AG185<=0,0,I185+U185+AG185)","v":1058.4649374457181},{"$f":"IF(D185=\"MAR\",AI185+R185,IF(D185=\"C\",AI185+R185,AI185+R185+AJ185))","v":547.76390446219659},{"$f":"BK185/BL185","v":1.9323378718883202},67.871792921579598]
[null,null,null,null,null,null,null,null,null,null,null,null,null,null,null,null,null,null,null,null,{"$f":"IF(U187=0,\"\",U187/(SUM($U187:$AG187)))","v":1.7740822582873642E-2},{"$f":"IF(V187=0,\"\",V187/(SUM($U187:$AG187)))","v":0.80089115854484438},{"$f":"IF(W187=0,\"\",W187/(SUM($U187:$AG187)))","v":0.18136801887228213},{"$f":"IF(X187=0,\"\",X187/(SUM($S187:$AE187)))","v":""},"","","","","","","","",{"$f":"IF(AG187=0,\"\",AG187/(SUM($U187:$AG187)))","v":""},1.0000000000000002,null,null,null,null,null,{"$f":"IF(U186=0,\"\",U186)","v":1.7740822582873642E-2},0.80089115854484438,0.18136801887228213,"","","","","","","","","","",1.0000000000000002]
[46,{"$f":"A187","v":46},{"$f":"A187","v":46},59,null,null,null,{"$f":"C44","v":79.892101896632184},{"$f":"T179+T185","v":5495.1594369756131},{"$f":"J44","v":0},{"$f":"I44","v":19.3573130005},5594.4088518727449,{"$f":"H44","v":471.91190626000014},{"$f":"L44","v":0},{"$f":"K44","v":0},471.91190626000014,471.91190626000014,{"$f":"M44","v":0},{"$f":"L187-Q187-R187","v":5122.4969456127446},{"$f":"IF(S187<0,0,S187)","v":5122.4969456127446},{"$f":"K187+H187","v":99.249414897132183},{"$f":"T179","v":4480.5125867498946},{"$f":"T185","v":1014.646850225718},null,null,null,null,null,null,null,null,null,{"$f":"J187","v":0},5594.408851872744,{"$f":"+Q187","v":471.91190626000014},{"$f":"(AI213+R213+AJ213)*X212","v":2306.6695678921274},{"$f":"(AI187+R187+AJ187)*U186","v":49.294320964992401},{"$f":"IF(AG187>0,(AI187+R187+AJ187)*AG186,\"\")","v":""},{"$f":"SUM(AI187:AK187)","v":2827.8757951171201},{"$f":"IF(AN186=\"\",\"\",$AK187*AN186)","v":0.87452180258315881},39.479385827334177,8.9404133350750747,"","","","","","","","","","",49.294320964992409,{"$f":"+U187","v":99.249414897132183},{"$f":"IF(D187=\"MAR\",IF((BB187-AJ187)<0,0,BB187-AJ187),IF(D187=\"C\",IF((BB187-AJ187)<0,0,BB187-AJ187),IF((BB187-AK187)<0,0,BB187-AK187)))","v":49.955093932139782},{"$f":"IF(AG187=0,\"\",IF(AG187-AL187<0,0,AG187-AL187))","v":""},{"$f":"IF(D187=\"MAR\",0,IF(D187=\"C\",0,AJ187))","v":2306.6695678921274},{"$f":"IF(T187-BE187<0,0,T187-BE187)","v":2815.8273777206173},{"$f":"IF(D187=\"MAR\",IF(AI187+R187+AJ187=0,\"Infinito\",(I187+U187+AG187)/(AI187+R187)),IF(D187=\"C\",IF(AI187+R187+AJ187=0,\"Infinito\",(I187+U187+AG187)/(AI187+R187)),IF(AI187+R187+AJ187=0,\"Infinito\",(I187+U187+AG187)/(AI187+R187+AJ187))))","v":2.0134046469088531},{"$f":"IF(BG187<1.4,\"1\", IF(BG187<3,\"2\", IF(BG187<9,\"3\", \"4\")))","v":"2"},{"$f":"IF(BG187<1.4,\"ROJO\", IF(BG187<3,\"AMARILLO\", IF(BG187<9,\"VERDE\", \"AZUL\")))","v":"AMARILLO"},{"$f":"IF(BG187<1.4,\"Déficit\", IF(BG187<3,\"Equilibrio\", IF(BG187<9,\"Disponibilidad\", \"Abundante\")))","v":"Equilibrio"},{"$f":"IF(I187+U187+AG187<=0,0,I187+U187+AG187)","v":5594.4088518727449},{"$f":"IF(D187=\"MAR\",AI187+R187,IF(D187=\"C\",AI187+R187,AI187+R187+AJ187))","v":2778.5814741521276},{"$f":"BK187/BL187","v":2.0134046469088531},49.955093932139782]
[null,null,null,null,null,null,null,null,null,null,null,null,null,null,null,null,null,null,null,null,{"$f":"IF(U189=0,\"\",U189/(SUM($U189:$AG189)))","v":1},{"$f":"IF(V189=0,\"\",V189/(SUM($S189:$AE189)))","v":""},"","","","","","","","","","",{"$f":"IF(AG189=0,\"\",AG189/(SUM($U189:$AG189)))","v":""},1,null,null,null,null,null,{"$f":"IF(U188=0,\"\",U188)","v":1},"","","","","","","","","","","","",1]
[47,{"$f":"A189","v":47},{"$f":"A189","v":47},48,null,null,null,{"$f":"C55","v":146.24445528179285},null,{"$f":"J55","v":0},{"$f":"I55","v":8.0497159919999994},154.29417127379284,{"$f":"H55","v":38.631316610000006},{"$f":"L55","v":0},{"$f":"K55","v":0},38.631316610000006,38.631316610000006,{"$f":"M55","v":0},{"$f":"L189-Q189-R189","v":115.66285466379284},{"$f":"IF(S189<0,0,S189)","v":115.66285466379284},{"$f":"K189+H189","v":154.29417127379284},null,null,null,null,null,null,null,null,null,null,null,{"$f":"J189","v":0},154.29417127379284,{"$f":"+Q189","v":38.631316610000006},{"$f":"(AI191+R191+AJ191)*V190","v":97.174880261301396},{"$f":"(AI189+R189+AJ189)*U188","v":135.80619687130141},{"$f":"IF(AG189>0,(AI189+R189+AJ189)*AG188,\"\")","v":""},{"$f":"SUM(AI189:AK189)","v":271.61239374260282},{"$f":"IF(AN188=\"\",\"\",$AK189*AN188)","v":135.80619687130141},"","","","","","","","","","","","",135.80619687130141,{"$f":"+U189","v":154.29417127379284},{"$f":"BB189-AK189","v":18.487974402491432},{"$f":"IF(AG189=0,\"\",IF(AG189-AL189<0,0,AG189-AL189))","v":""},{"$f":"IF(D189=\"MAR\",0,IF(D189=\"C\",0,AJ189))","v":97.174880261301396},{"$f":"IF(T189-BE189<0,0,T189-BE189)","v":18.487974402491446},{"$f":"IF(D189=\"MAR\",IF(AI189+R189+AJ189=0,\"Infinito\",(I189+U189+AG189)/(AI189+R189)),IF(D189=\"C\",IF(AI189+R189+AJ189=0,\"Infinito\",(I189+U189+AG189)/(AI189+R189)),IF(AI189+R189+AJ189=0,\"Infinito\",(I189+U189+AG189)/(AI189+R189+AJ189))))","v":1.136134983737243},{"$f":"IF(BG189<1.4,\"1\", IF(BG189<3,\"2\", IF(BG189<9,\"3\", \"4\")))","v":"1"},{"$f":"IF(BG189<1.4,\"ROJO\", IF(BG189<3,\"AMARILLO\", IF(BG189<9,\"VERDE\", \"AZUL\")))","v":"ROJO"},{"$f":"IF(BG189<1.4,\"Déficit\", IF(BG189<3,\"Equilibrio\", IF(BG189<9,\"Disponibilidad\", \"Abundante\")))","v":"Déficit"},{"$f":"IF(I189+U189+AG189<=0,0,I189+U189+AG189)","v":154.29417127379284},{"$f":"IF(D189=\"MAR\",AI189+R189,IF(D189=\"C\",AI189+R189,AI189+R189+AJ189))","v":135.80619687130141},{"$f":"BK189/BL189","v":1.136134983737243},18.487974402491432]
[null,null,null,null,null,null,null,null,null,null,null,null,null,null,null,null,null,null,null,null,{"$f":"IF(U191=0,\"\",U191/(SUM($U191:$AG191)))","v":0.69733505189543932},{"$f":"IF(V191=0,\"\",V191/(SUM($U191:$AG191)))","v":0.30266494810456057},{"$f":"IF(W191=0,\"\",W191/(SUM($S191:$AE191)))","v":""},"","","","","","","","","",{"$f":"IF(AG191=0,\"\",AG191/(SUM($U191:$AG191)))","v":""},0.99999999999999989,null,null,null,null,null,{"$f":"IF(U190=0,\"\",U190)","v":0.69733505189543932},0.30266494810456057,"","","","","","","","","","","",0.99999999999999989]
[48,{"$f":"A191","v":48},{"$f":"A191","v":48},49,null,null,null,{"$f":"C56","v":266.44765454743697},{"$f":"T189","v":115.66285466379284},{"$f":"J56","v":0},{"$f":"I56","v":3.7656237499999995E-2},382.1481654487298,{"$f":"H56","v":0.17919864999999999},{"$f":"L56","v":0},{"$f":"K56","v":0},0.17919864999999999,0.17919864999999999,{"$f":"M56","v":0},{"$f":"L191-Q191-R191","v":381.96896679872981},{"$f":"IF(S191<0,0,S191)","v":381.96896679872981},{"$f":"K191+H191","v":266.48531078493698},{"$f":"T189","v":115.66285466379284},null,null,null,null,null,null,null,null,null,null,{"$f":"J191","v":0},382.14816544872986,{"$f":"+Q191","v":0.17919864999999999},{"$f":"(AI193+R193+AJ193)*V192","v":320.88500409253476},{"$f":"(AI191+R191+AJ191)*U190","v":223.88932248123331},{"$f":"IF(AG191>0,(AI191+R191+AJ191)*AG190,\"\")","v":""},{"$f":"SUM(AI191:AK191)","v":544.95352522376811},{"$f":"IF(AN190=\"\",\"\",$AK191*AN190)","v":156.12587231128558},67.763450169947703,"","","","","","","","","","","",223.88932248123328,{"$f":"+U191","v":266.48531078493698},{"$f":"IF(D191=\"MAR\",IF((BB191-AJ191)<0,0,BB191-AJ191),IF(D191=\"C\",IF((BB191-AJ191)<0,0,BB191-AJ191),IF((BB191-AK191)<0,0,BB191-AK191)))","v":42.595988303703678},{"$f":"IF(AG191=0,\"\",IF(AG191-AL191<0,0,AG191-AL191))","v":""},{"$f":"IF(D191=\"MAR\",0,IF(D191=\"C\",0,AJ191))","v":320.88500409253476},{"$f":"IF(T191-BE191<0,0,T191-BE191)","v":61.083962706195052},{"$f":"IF(D191=\"MAR\",IF(AI191+R191+AJ191=0,\"Infinito\",(I191+U191+AG191)/(AI191+R191)),IF(D191=\"C\",IF(AI191+R191+AJ191=0,\"Infinito\",(I191+U191+AG191)/(AI191+R191)),IF(AI191+R191+AJ191=0,\"Infinito\",(I191+U191+AG191)/(AI191+R191+AJ191))))","v":1.1902546661521747},{"$f":"IF(BG191<1.4,\"1\", IF(BG191<3,\"2\", IF(BG191<9,\"3\", \"4\")))","v":"1"},{"$f":"IF(BG191<1.4,\"ROJO\", IF(BG191<3,\"AMARILLO\", IF(BG191<9,\"VERDE\", \"AZUL\")))","v":"ROJO"},{"$f":"IF(BG191<1.4,\"Déficit\", IF(BG191<3,\"Equilibrio\", IF(BG191<9,\"Disponibilidad\", \"Abundante\")))","v":"Déficit"},{"$f":"IF(I191+U191+AG191<=0,0,I191+U191+AG191)","v":382.14816544872986},{"$f":"IF(D191=\"MAR\",AI191+R191,IF(D191=\"C\",AI191+R191,AI191+R191+AJ191))","v":321.06420274253475},{"$f":"BK191/BL191","v":1.1902546661521747},42.595988303703678]
[null,null,null,null,null,null,null,null,null,null,null,null,null,null,null,null,null,null,null,null,{"$f":"IF(U193=0,\"\",U193/(SUM($U193:$AG193)))","v":0.27980755207742414},{"$f":"IF(V193=0,\"\",V193/(SUM($U193:$AG193)))","v":0.72019244792257575},{"$f":"IF(W193=0,\"\",W193/(SUM($S193:$AE193)))","v":""},"","","","","","","","","",{"$f":"IF(AG193=0,\"\",AG193/(SUM($U193:$AG193)))","v":""},0.99999999999999989,null,null,null,null,null,{"$f":"IF(U192=0,\"\",U192)","v":0.27980755207742414},0.72019244792257575,"","","","","","","","","","","",0.99999999999999989]
[49,{"$f":"A193","v":49},{"$f":"A193","v":49},54,null,null,null,{"$f":"C57","v":122.88307272303012},{"$f":"T191","v":381.96896679872981},{"$f":"J57","v":0},{"$f":"I57","v":25.51865222950001},530.37069175125998,{"$f":"H57","v":168.1658402999999},{"$f":"L57","v":0},{"$f":"K57","v":0},168.1658402999999,168.1658402999999,{"$f":"M57","v":0},{"$f":"L193-Q193-R193","v":362.20485145126008},{"$f":"IF(S193<0,0,S193)","v":362.20485145126008},{"$f":"K193+H193","v":148.40172495253015},{"$f":"T191","v":381.96896679872981},null,null,null,null,null,null,null,null,null,null,{"$f":"J193","v":0},530.37069175125998,{"$f":"+Q193","v":168.1658402999999},{"$f":"(AI203+R203+AJ203)*V202","v":277.38868476915422},{"$f":"(AI193+R193+AJ193)*U192","v":124.66952097661932},{"$f":"IF(AG193>0,(AI193+R193+AJ193)*AG192,\"\")","v":""},{"$f":"SUM(AI193:AK193)","v":570.22404604577343},{"$f":"IF(AN192=\"\",\"\",$AK193*AN192)","v":34.883473483132931},89.786047493486379,"","","","","","","","","","","",124.66952097661931,{"$f":"+U193","v":148.40172495253015},{"$f":"IF(D193=\"MAR\",IF((BB193-AJ193)<0,0,BB193-AJ193),IF(D193=\"C\",IF((BB193-AJ193)<0,0,BB193-AJ193),IF((BB193-AK193)<0,0,BB193-AK193)))","v":23.732203975910821},{"$f":"IF(AG193=0,\"\",IF(AG193-AL193<0,0,AG193-AL193))","v":""},{"$f":"IF(D193=\"MAR\",0,IF(D193=\"C\",0,AJ193))","v":277.38868476915422},{"$f":"IF(T193-BE193<0,0,T193-BE193)","v":84.816166682105859},{"$f":"IF(D193=\"MAR\",IF(AI193+R193+AJ193=0,\"Infinito\",(I193+U193+AG193)/(AI193+R193)),IF(D193=\"C\",IF(AI193+R193+AJ193=0,\"Infinito\",(I193+U193+AG193)/(AI193+R193)),IF(AI193+R193+AJ193=0,\"Infinito\",(I193+U193+AG193)/(AI193+R193+AJ193))))","v":1.1903609141191902},{"$f":"IF(BG193<1.4,\"1\", IF(BG193<3,\"2\", IF(BG193<9,\"3\", \"4\")))","v":"1"},{"$f":"IF(BG193<1.4,\"ROJO\", IF(BG193<3,\"AMARILLO\", IF(BG193<9,\"VERDE\", \"AZUL\")))","v":"ROJO"},{"$f":"IF(BG193<1.4,\"Déficit\", IF(BG193<3,\"Equilibrio\", IF(BG193<9,\"Disponibilidad\", \"Abundante\")))","v":"Déficit"},{"$f":"IF(I193+U193+AG193<=0,0,I193+U193+AG193)","v":530.37069175125998},{"$f":"IF(D193=\"MAR\",AI193+R193,IF(D193=\"C\",AI193+R193,AI193+R193+AJ193))","v":445.55452506915412},{"$f":"BK193/BL193","v":1.1903609141191902},23.732203975910821]
[null,null,null,null,null,null,null,null,null,null,null,null,null,null,null,null,null,null,null,null,{"$f":"IF(U195=0,\"\",U195/(SUM($U195:$AG195)))","v":1},{"$f":"IF(V195=0,\"\",V195/(SUM($S195:$AE195)))","v":""},"","","","","","","","","","",{"$f":"IF(AG195=0,\"\",AG195/(SUM($U195:$AG195)))","v":""},1,null,null,null,null,null,{"$f":"IF(U194=0,\"\",U194)","v":1},"","","","","","","","","","","","",1]
[50,{"$f":"A195","v":50},{"$f":"A195","v":50},54,null,null,null,{"$f":"C58","v":528.86348504230523},null,{"$f":"J58","v":0},{"$f":"I58","v":4.3126423720000018},533.17612741430526,{"$f":"H58","v":20.998138660000006},{"$f":"L58","v":0},{"$f":"K58","v":0},20.998138660000006,20.998138660000006,{"$f":"M58","v":0},{"$f":"L195-Q195-R195","v":512.17798875430526},{"$f":"IF(S195<0,0,S195)","v":512.17798875430526},{"$f":"K195+H195","v":533.17612741430526},null,null,null,null,null,null,null,null,null,null,null,{"$f":"J195","v":0},533.17612741430526,{"$f":"+Q195","v":20.998138660000006},{"$f":"(AI203+R203+AJ203)*W202","v":392.24316874558843},{"$f":"(AI195+R195+AJ195)*U194","v":413.24130740558843},{"$f":"IF(AG195>0,(AI195+R195+AJ195)*AG194,\"\")","v":""},{"$f":"SUM(AI195:AK195)","v":826.48261481117686},{"$f":"IF(AN194=\"\",\"\",$AK195*AN194)","v":413.24130740558843},"","","","","","","","","","","","",413.24130740558843,{"$f":"+U195","v":533.17612741430526},{"$f":"IF(D195=\"MAR\",IF((BB195-AJ195)<0,0,BB195-AJ195),IF(D195=\"C\",IF((BB195-AJ195)<0,0,BB195-AJ195),IF((BB195-AK195)<0,0,BB195-AK195)))","v":119.93482000871683},{"$f":"IF(AG195=0,\"\",IF(AG195-AL195<0,0,AG195-AL195))","v":""},{"$f":"IF(D195=\"MAR\",0,IF(D195=\"C\",0,AJ195))","v":392.24316874558843},{"$f":"IF(T195-BE195<0,0,T195-BE195)","v":119.93482000871683},{"$f":"IF(D195=\"MAR\",IF(AI195+R195+AJ195=0,\"Infinito\",(I195+U195+AG195)/(AI195+R195)),IF(D195=\"C\",IF(AI195+R195+AJ195=0,\"Infinito\",(I195+U195+AG195)/(AI195+R195)),IF(AI195+R195+AJ195=0,\"Infinito\",(I195+U195+AG195)/(AI195+R195+AJ195))))","v":1.2902295047939221},{"$f":"IF(BG195<1.4,\"1\", IF(BG195<3,\"2\", IF(BG195<9,\"3\", \"4\")))","v":"1"},{"$f":"IF(BG195<1.4,\"ROJO\", IF(BG195<3,\"AMARILLO\", IF(BG195<9,\"VERDE\", \"AZUL\")))","v":"ROJO"},{"$f":"IF(BG195<1.4,\"Déficit\", IF(BG195<3,\"Equilibrio\", IF(BG195<9,\"Disponibilidad\", \"Abundante\")))","v":"Déficit"},{"$f":"IF(I195+U195+AG195<=0,0,I195+U195+AG195)","v":533.17612741430526},{"$f":"IF(D195=\"MAR\",AI195+R195,IF(D195=\"C\",AI195+R195,AI195+R195+AJ195))","v":413.24130740558843},{"$f":"BK195/BL195","v":1.2902295047939221},119.93482000871683]
[null,null,null,null,null,null,null,null,null,null,null,null,null,null,null,null,null,null,null,null,{"$f":"IF(U197=0,\"\",U197/(SUM($U197:$AG197)))","v":1},{"$f":"IF(V197=0,\"\",V197/(SUM($S197:$AE197)))","v":""},"","","","","","","","","","",{"$f":"IF(AG197=0,\"\",AG197/(SUM($U197:$AG197)))","v":""},1,null,null,null,null,null,{"$f":"IF(U196=0,\"\",U196)","v":1},"","","","","","","","","","","","",1]
[51,{"$f":"A197","v":51},{"$f":"A197","v":51},52,null,null,null,{"$f":"C59","v":248.04115748080923},null,{"$f":"J59","v":0},{"$f":"I59","v":6.8787149104999994},254.91987239130924,{"$f":"H59","v":33.699801879999988},{"$f":"L59","v":0},{"$f":"K59","v":0},33.699801879999988,33.699801879999988,{"$f":"M59","v":0},{"$f":"L197-Q197-R197","v":221.22007051130925},{"$f":"IF(S197<0,0,S197)","v":221.22007051130925},{"$f":"K197+H197","v":254.91987239130924},null,null,null,null,null,null,null,null,null,null,null,{"$f":"J197","v":0},254.91987239130924,{"$f":"+Q197","v":33.699801879999988},{"$f":"(AI199+R199+AJ199)*V198","v":170.4472686596684},{"$f":"(AI197+R197+AJ197)*U196","v":204.14707053966839},{"$f":"IF(AG197>0,(AI197+R197+AJ197)*AG196,\"\")","v":""},{"$f":"SUM(AI197:AK197)","v":408.29414107933678},{"$f":"IF(AN196=\"\",\"\",$AK197*AN196)","v":204.14707053966839},"","","","","","","","","","","","",204.14707053966839,{"$f":"+U197","v":254.91987239130924},{"$f":"IF(D197=\"MAR\",IF((BB197-AJ197)<0,0,BB197-AJ197),IF(D197=\"C\",IF((BB197-AJ197)<0,0,BB197-AJ197),IF((BB197-AK197)<0,0,BB197-AK197)))","v":50.77280185164085},{"$f":"IF(AG197=0,\"\",IF(AG197-AL197<0,0,AG197-AL197))","v":""},{"$f":"IF(D197=\"MAR\",0,IF(D197=\"C\",0,AJ197))","v":170.4472686596684},{"$f":"IF(T197-BE197<0,0,T197-BE197)","v":50.77280185164085},{"$f":"IF(D197=\"MAR\",IF(AI197+R197+AJ197=0,\"Infinito\",(I197+U197+AG197)/(AI197+R197)),IF(D197=\"C\",IF(AI197+R197+AJ197=0,\"Infinito\",(I197+U197+AG197)/(AI197+R197)),IF(AI197+R197+AJ197=0,\"Infinito\",(I197+U197+AG197)/(AI197+R197+AJ197))))","v":1.2487069822624521},{"$f":"IF(BG197<1.4,\"1\", IF(BG197<3,\"2\", IF(BG197<9,\"3\", \"4\")))","v":"1"},{"$f":"IF(BG197<1.4,\"ROJO\", IF(BG197<3,\"AMARILLO\", IF(BG197<9,\"VERDE\", \"AZUL\")))","v":"ROJO"},{"$f":"IF(BG197<1.4,\"Déficit\", IF(BG197<3,\"Equilibrio\", IF(BG197<9,\"Disponibilidad\", \"Abundante\")))","v":"Déficit"},{"$f":"IF(I197+U197+AG197<=0,0,I197+U197+AG197)","v":254.91987239130924},{"$f":"IF(D197=\"MAR\",AI197+R197,IF(D197=\"C\",AI197+R197,AI197+R197+AJ197))","v":204.14707053966839},{"$f":"BK197/BL197","v":1.2487069822624521},50.77280185164085]
[null,null,null,null,null,null,null,null,null,null,null,null,null,null,null,null,null,null,null,null,{"$f":"IF(U199=0,\"\",U199/(SUM($U199:$AG199)))","v":0.75733081581330786},{"$f":"IF(V199=0,\"\",V199/(SUM($U199:$AG199)))","v":0.2426691841866922},{"$f":"IF(W199=0,\"\",W199/(SUM($S199:$AE199)))","v":""},"","","","","","","","","",{"$f":"IF(AG199=0,\"\",AG199/(SUM($U199:$AG199)))","v":""},1,null,null,null,null,null,null,{"$f":"IF(V198=0,\"\",V198)","v":0.2426691841866922},"","","","","","","","","","",""]
[52,{"$f":"A199","v":52},{"$f":"A199","v":52},54,null,null,null,{"$f":"C60","v":686.67308474151537},{"$f":"T197","v":221.22007051130925},{"$f":"J60","v":0},{"$f":"I60","v":3.7185570159999997},911.61171226882459,{"$f":"H60","v":18.116719970000002},{"$f":"L60","v":0},{"$f":"K60","v":0},18.116719970000002,18.116719970000002,{"$f":"M60","v":0},{"$f":"L199-Q199-R199","v":893.49499229882463},{"$f":"IF(S199<0,0,S199)","v":893.49499229882463},{"$f":"K199+H199","v":690.39164175751534},{"$f":"T197","v":221.22007051130925},null,null,null,null,null,null,null,null,null,null,{"$f":"J199","v":0},911.61171226882459,{"$f":"+Q199","v":18.116719970000002},{"$f":"(AI203+R203+AJ203)*X202","v":684.26858383741933},{"$f":"(AI199+R199+AJ199)*U198","v":531.93803514775095},{"$f":"IF(AG199>0,(AI199+R199+AJ199)*AG198,\"\")","v":""},{"$f":"SUM(AI199:AK199)","v":1234.3233389551701},{"$f":"IF(AN198=\"\",\"\",$AK199*AN198)","v":""},129.08496902717673,"","","","","","","","","","","",{"$f":"SUM(AN199:AZ199)","v":129.08496902717673},{"$f":"+U199","v":690.39164175751534},{"$f":"IF(D199=\"MAR\",IF((BB199-AJ199)<0,0,BB199-AJ199),IF(D199=\"C\",IF((BB199-AJ199)<0,0,BB199-AJ199),IF((BB199-AK199)<0,0,BB199-AK199)))","v":158.45360660976439},{"$f":"IF(AG199=0,\"\",IF(AG199-AL199<0,0,AG199-AL199))","v":""},{"$f":"IF(D199=\"MAR\",0,IF(D199=\"C\",0,AJ199))","v":684.26858383741933},{"$f":"IF(T199-BE199<0,0,T199-BE199)","v":209.2264084614053},{"$f":"IF(D199=\"MAR\",IF(AI199+R199+AJ199=0,\"Infinito\",(I199+U199+AG199)/(AI199+R199)),IF(D199=\"C\",IF(AI199+R199+AJ199=0,\"Infinito\",(I199+U199+AG199)/(AI199+R199)),IF(AI199+R199+AJ199=0,\"Infinito\",(I199+U199+AG199)/(AI199+R199+AJ199))))","v":1.297879820843705},{"$f":"IF(BG199<1.4,\"1\", IF(BG199<3,\"2\", IF(BG199<9,\"3\", \"4\")))","v":"1"},{"$f":"IF(BG199<1.4,\"ROJO\", IF(BG199<3,\"AMARILLO\", IF(BG199<9,\"VERDE\", \"AZUL\")))","v":"ROJO"},{"$f":"IF(BG199<1.4,\"Déficit\", IF(BG199<3,\"Equilibrio\", IF(BG199<9,\"Disponibilidad\", \"Abundante\")))","v":"Déficit"},{"$f":"IF(I199+U199+AG199<=0,0,I199+U199+AG199)","v":911.61171226882459},{"$f":"IF(D199=\"MAR\",AI199+R199,IF(D199=\"C\",AI199+R199,AI199+R199+AJ199))","v":702.38530380741929},{"$f":"BK199/BL199","v":1.297879820843705},158.45360660976439]
[null,null,null,null,null,null,null,null,null,null,null,null,null,null,null,null,null,null,null,null,{"$f":"IF(U201=0,\"\",U201/(SUM($U201:$AG201)))","v":1},{"$f":"IF(V201=0,\"\",V201/(SUM($S201:$AE201)))","v":""},"","","","","","","","","","",{"$f":"IF(AG201=0,\"\",AG201/(SUM($U201:$AG201)))","v":""},1,null,null,null,null,null,null,{"$f":"IF(V200=0,\"\",V200)","v":""},"","","","","","","","","","",""]
[53,{"$f":"A201","v":53},{"$f":"A201","v":53},54,null,null,null,{"$f":"C61","v":132.03182003392786},null,{"$f":"J61","v":0},{"$f":"I61","v":0.2103192475},132.24213928142785,{"$f":"H61","v":1.03385053},{"$f":"L61","v":0},{"$f":"K61","v":0},1.03385053,1.03385053,{"$f":"M61","v":0},{"$f":"L201-Q201-R201","v":131.20828875142786},{"$f":"IF(S201<0,0,S201)","v":131.20828875142786},{"$f":"K201+H201","v":132.24213928142785},null,null,null,null,null,null,null,null,null,null,null,{"$f":"J201","v":0},132.24213928142785,{"$f":"+Q201","v":1.03385053},{"$f":"(AI203+R203+AJ203)*Y202","v":100.48373041316802},{"$f":"(AI201+R201+AJ201)*U200","v":101.51758094316801},{"$f":"IF(AG201>0,(AI201+R201+AJ201)*AG200,\"\")","v":""},{"$f":"SUM(AI201:AK201)","v":203.03516188633603},{"$f":"IF(AN200=\"\",\"\",$AK201*AN200)","v":""},"","","","","","","","","","","","",{"$f":"SUM(AN201:AZ201)","v":0},{"$f":"+U201","v":132.24213928142785},{"$f":"IF(D201=\"MAR\",IF((BB201-AJ201)<0,0,BB201-AJ201),IF(D201=\"C\",IF((BB201-AJ201)<0,0,BB201-AJ201),IF((BB201-AK201)<0,0,BB201-AK201)))","v":30.72455833825984},{"$f":"IF(AG201=0,\"\",IF(AG201-AL201<0,0,AG201-AL201))","v":""},{"$f":"IF(D201=\"MAR\",0,IF(D201=\"C\",0,AJ201))","v":100.48373041316802},{"$f":"IF(T201-BE201<0,0,T201-BE201)","v":30.72455833825984},{"$f":"IF(D201=\"MAR\",IF(AI201+R201+AJ201=0,\"Infinito\",(I201+U201+AG201)/(AI201+R201)),IF(D201=\"C\",IF(AI201+R201+AJ201=0,\"Infinito\",(I201+U201+AG201)/(AI201+R201)),IF(AI201+R201+AJ201=0,\"Infinito\",(I201+U201+AG201)/(AI201+R201+AJ201))))","v":1.3026525854222255},{"$f":"IF(BG201<1.4,\"1\", IF(BG201<3,\"2\", IF(BG201<9,\"3\", \"4\")))","v":"1"},{"$f":"IF(BG201<1.4,\"ROJO\", IF(BG201<3,\"AMARILLO\", IF(BG201<9,\"VERDE\", \"AZUL\")))","v":"ROJO"},{"$f":"IF(BG201<1.4,\"Déficit\", IF(BG201<3,\"Equilibrio\", IF(BG201<9,\"Disponibilidad\", \"Abundante\")))","v":"Déficit"},{"$f":"IF(I201+U201+AG201<=0,0,I201+U201+AG201)","v":132.24213928142785},{"$f":"IF(D201=\"MAR\",AI201+R201,IF(D201=\"C\",AI201+R201,AI201+R201+AJ201))","v":101.51758094316801},{"$f":"BK201/BL201","v":1.3026525854222255},30.72455833825984]
[null,null,null,null,null,null,null,null,null,null,null,null,null,null,null,null,null,null,null,null,{"$f":"IF(U203=0,\"\",U203/(SUM($U203:$AG203)))","v":0.15842929219227503},{"$f":"IF(V203=0,\"\",V203/(SUM($U203:$AG203)))","v":0.16050930486799533},{"$f":"IF(W203=0,\"\",W203/(SUM($U203:$AG203)))","v":0.22696916569242565},{"$f":"IF(X203=0,\"\",X203/(SUM($U203:$AG203)))","v":0.3959479270978723},{"$f":"IF(Y203=0,\"\",Y203/(SUM($U203:$AG203)))","v":5.814431014943168E-2},{"$f":"IF(Z203=0,\"\",Z203/(SUM($S203:$AE203)))","v":""},"","","","","","",{"$f":"IF(AG203=0,\"\",AG203/(SUM($U203:$AG203)))","v":""},1,null,null,null,null,null,{"$f":"IF(U202=0,\"\",U202)","v":0.15842929219227503},0.16050930486799533,0.22696916569242565,0.3959479270978723,5.814431014943168E-2,"","","","","","","",""]
[54,{"$f":"A203","v":54},{"$f":"A203","v":54},57,null,null,null,{"$f":"C62","v":252.58962666325121},{"$f":"T193+T195+T199+T201","v":1899.0861212558179},{"$f":"J62","v":0},{"$f":"I62","v":104.92147396249999},2256.5972218815691,{"$f":"H62","v":488.3106596500001},{"$f":"L62","v":28.500605750000002},{"$f":"K62","v":0},516.81126540000014,516.81126540000014,{"$f":"M62","v":0.10996551724137954},{"$f":"L203-Q203-R203","v":1739.6759909643276},{"$f":"IF(S203<0,0,S203)","v":1739.6759909643276},{"$f":"K203+H203","v":357.51110062575117},{"$f":"T193","v":362.20485145126008},{"$f":"T195","v":512.17798875430526},{"$f":"T199","v":893.49499229882463},{"$f":"T201","v":131.20828875142786},null,null,null,null,null,null,null,{"$f":"J203","v":0},2256.5972218815691,{"$f":"+Q203","v":516.81126540000014},{"$f":"(AI209+R209+AJ209)*V208","v":1211.2569890138823},{"$f":"(AI203+R203+AJ203)*U202","v":273.79405216579374},{"$f":"IF(AG203>0,(AI203+R203+AJ203)*AG202,\"\")","v":""},{"$f":"SUM(AI203:AK203)","v":2001.8623065796762},{"$f":"IF(AN202=\"\",\"\",$AK203*AN202)","v":43.37699789108153},43.946492990123204,62.14280759161867,108.40818740677274,15.919566286197588,"","","","","","","","",{"$f":"SUM(AN203:AZ203)","v":273.79405216579374},{"$f":"+U203","v":357.51110062575117},{"$f":"IF(D203=\"MAR\",IF((BB203-AJ203)<0,0,BB203-AJ203),IF(D203=\"C\",IF((BB203-AJ203)<0,0,BB203-AJ203),IF((BB203-AK203)<0,0,BB203-AK203)))","v":83.717048459957425},{"$f":"IF(AG203=0,\"\",IF(AG203-AL203<0,0,AG203-AL203))","v":""},{"$f":"IF(D203=\"MAR\",0,IF(D203=\"C\",0,AJ203))","v":1211.2569890138823},{"$f":"IF(T203-BE203<0,0,T203-BE203)","v":528.41900195044536},{"$f":"IF(D203=\"MAR\",IF(AI203+R203+AJ203=0,\"Infinito\",(I203+U203+AG203)/(AI203+R203)),IF(D203=\"C\",IF(AI203+R203+AJ203=0,\"Infinito\",(I203+U203+AG203)/(AI203+R203)),IF(AI203+R203+AJ203=0,\"Infinito\",(I203+U203+AG203)/(AI203+R203+AJ203))))","v":1.3057664978392711},{"$f":"IF(BG203<1.4,\"1\", IF(BG203<3,\"2\", IF(BG203<9,\"3\", \"4\")))","v":"1"},{"$f":"IF(BG203<1.4,\"ROJO\", IF(BG203<3,\"AMARILLO\", IF(BG203<9,\"VERDE\", \"AZUL\")))","v":"ROJO"},{"$f":"IF(BG203<1.4,\"Déficit\", IF(BG203<3,\"Equilibrio\", IF(BG203<9,\"Disponibilidad\", \"Abundante\")))","v":"Déficit"},{"$f":"IF(I203+U203+AG203<=0,0,I203+U203+AG203)","v":2256.5972218815691},{"$f":"IF(D203=\"MAR\",AI203+R203,IF(D203=\"C\",AI203+R203,AI203+R203+AJ203))","v":1728.1782199311237},{"$f":"BK203/BL203","v":1.3057664978392711},83.717048459957425]
[null,null,null,null,null,null,null,null,null,null,null,null,null,null,null,null,null,null,null,null,{"$f":"IF(U205=0,\"\",U205/(SUM($U205:$AG205)))","v":1},{"$f":"IF(V205=0,\"\",V205/(SUM($S205:$AE205)))","v":""},"","","","","","","","","","",{"$f":"IF(AG205=0,\"\",AG205/(SUM($U205:$AG205)))","v":""},{"$f":"SUM(U204:AG204)","v":1},null,null,null,null,null,{"$f":"IF(U204=0,\"\",U204)","v":1},"","","","","","","","","","","","",{"$f":"SUM(AN204:AZ204)","v":1}]
[55,{"$f":"A205","v":55},{"$f":"A205","v":55},57,null,null,null,{"$f":"C63","v":38.478732624887101},null,{"$f":"J63","v":0},{"$f":"I63","v":2.7688795450000008},41.247612169887105,{"$f":"H63","v":10.868997819999997},{"$f":"L63","v":0},{"$f":"K63","v":0},10.868997819999997,10.868997819999997,{"$f":"M63","v":0},{"$f":"L205-Q205-R205","v":30.378614349887108},{"$f":"IF(S205<0,0,S205)","v":30.378614349887108},{"$f":"K205+H205","v":41.247612169887105},null,null,null,null,null,null,null,null,null,null,null,{"$f":"J205","v":0},{"$f":"SUM(U205:AG205)","v":41.247612169887105},{"$f":"+Q205","v":10.868997819999997},{"$f":"(AI209+R209+AJ209)*W208","v":21.151242610103189},{"$f":"(AI205+R205+AJ205)*U204","v":32.020240430103186},{"$f":"IF(AG205>0,(AI205+R205+AJ205)*AG204,\"\")","v":""},{"$f":"SUM(AI205:AK205)","v":64.040480860206372},{"$f":"IF(AN204=\"\",\"\",$AK205*AN204)","v":32.020240430103186},"","","","","","","","","","","","",{"$f":"SUM(AN205:AZ205)","v":32.020240430103186},{"$f":"+U205","v":41.247612169887105},{"$f":"IF(D205=\"MAR\",IF((BB205-AJ205)<0,0,BB205-AJ205),IF(D205=\"C\",IF((BB205-AJ205)<0,0,BB205-AJ205),IF((BB205-AK205)<0,0,BB205-AK205)))","v":9.2273717397839192},{"$f":"IF(AG205=0,\"\",IF(AG205-AL205<0,0,AG205-AL205))","v":""},{"$f":"IF(D205=\"MAR\",0,IF(D205=\"C\",0,AJ205))","v":21.151242610103189},{"$f":"IF(T205-BE205<0,0,T205-BE205)","v":9.2273717397839192},{"$f":"IF(D205=\"MAR\",IF(AI205+R205+AJ205=0,\"Infinito\",(I205+U205+AG205)/(AI205+R205)),IF(D205=\"C\",IF(AI205+R205+AJ205=0,\"Infinito\",(I205+U205+AG205)/(AI205+R205)),IF(AI205+R205+AJ205=0,\"Infinito\",(I205+U205+AG205)/(AI205+R205+AJ205))))","v":1.2881730935133451},{"$f":"IF(BG205<1.4,\"1\", IF(BG205<3,\"2\", IF(BG205<9,\"3\", \"4\")))","v":"1"},{"$f":"IF(BG205<1.4,\"ROJO\", IF(BG205<3,\"AMARILLO\", IF(BG205<9,\"VERDE\", \"AZUL\")))","v":"ROJO"},{"$f":"IF(BG205<1.4,\"Déficit\", IF(BG205<3,\"Equilibrio\", IF(BG205<9,\"Disponibilidad\", \"Abundante\")))","v":"Déficit"},{"$f":"IF(I205+U205+AG205<=0,0,I205+U205+AG205)","v":41.247612169887105},{"$f":"IF(D205=\"MAR\",AI205+R205,IF(D205=\"C\",AI205+R205,AI205+R205+AJ205))","v":32.020240430103186},{"$f":"BK205/BL205","v":1.2881730935133451},9.2273717397839192]
[null,null,null,null,null,null,null,null,null,null,null,null,null,null,null,null,null,null,null,null,{"$f":"IF(U207=0,\"\",U207/(SUM($U207:$AG207)))","v":1},{"$f":"IF(V207=0,\"\",V207/(SUM($S207:$AE207)))","v":""},"","","","","","","","","","",{"$f":"IF(AG207=0,\"\",AG207/(SUM($U207:$AG207)))","v":""},1,null,null,null,null,null,{"$f":"IF(U206=0,\"\",U206)","v":1},"","","","","","","","","","","","",{"$f":"SUM(AN206:AZ206)","v":1}]
[56,{"$f":"A207","v":56},{"$f":"A207","v":56},58,null,null,null,{"$f":"C64","v":104.6825875835937},null,{"$f":"J64","v":0},{"$f":"I64","v":5.7023752788000008},110.38496286239371,{"$f":"H64","v":26.884074523999999},{"$f":"L64","v":0},{"$f":"K64","v":0},26.884074523999999,26.884074523999999,{"$f":"M64","v":0},{"$f":"L207-Q207-R207","v":83.500888338393707},{"$f":"IF(S207<0,0,S207)","v":83.500888338393707},{"$f":"K207+H207","v":110.38496286239371},null,null,null,null,null,null,null,null,null,null,null,{"$f":"J207","v":0},110.38496286239371,{"$f":"+Q207","v":26.884074523999999},{"$f":"(AI211+R211+AJ211)*V210","v":48.2769704577724},{"$f":"(AI207+R207+AJ207)*U206","v":75.161044981772392},{"$f":"IF(AG207>0,(AI207+R207+AJ207)*AG206,\"\")","v":""},{"$f":"SUM(AI207:AK207)","v":150.32208996354478},{"$f":"IF(AN206=\"\",\"\",$AK207*AN206)","v":75.161044981772392},"","","","","","","","","","","","",{"$f":"SUM(AN207:AZ207)","v":75.161044981772392},{"$f":"+U207","v":110.38496286239371},{"$f":"IF(D207=\"MAR\",IF((BB207-AJ207)<0,0,BB207-AJ207),IF(D207=\"C\",IF((BB207-AJ207)<0,0,BB207-AJ207),IF((BB207-AK207)<0,0,BB207-AK207)))","v":35.223917880621315},{"$f":"IF(AG207=0,\"\",IF(AG207-AL207<0,0,AG207-AL207))","v":""},{"$f":"IF(D207=\"MAR\",0,IF(D207=\"C\",0,AJ207))","v":48.2769704577724},{"$f":"IF(T207-BE207<0,0,T207-BE207)","v":35.223917880621308},{"$f":"IF(D207=\"MAR\",IF(AI207+R207+AJ207=0,\"Infinito\",(I207+U207+AG207)/(AI207+R207)),IF(D207=\"C\",IF(AI207+R207+AJ207=0,\"Infinito\",(I207+U207+AG207)/(AI207+R207)),IF(AI207+R207+AJ207=0,\"Infinito\",(I207+U207+AG207)/(AI207+R207+AJ207))))","v":1.4686459307366417},{"$f":"IF(BG207<1.4,\"1\", IF(BG207<3,\"2\", IF(BG207<9,\"3\", \"4\")))","v":"2"},{"$f":"IF(BG207<1.4,\"ROJO\", IF(BG207<3,\"AMARILLO\", IF(BG207<9,\"VERDE\", \"AZUL\")))","v":"AMARILLO"},{"$f":"IF(BG207<1.4,\"Déficit\", IF(BG207<3,\"Equilibrio\", IF(BG207<9,\"Disponibilidad\", \"Abundante\")))","v":"Equilibrio"},{"$f":"IF(I207+U207+AG207<=0,0,I207+U207+AG207)","v":110.38496286239371},{"$f":"IF(D207=\"MAR\",AI207+R207,IF(D207=\"C\",AI207+R207,AI207+R207+AJ207))","v":75.161044981772392},{"$f":"BK207/BL207","v":1.4686459307366417},35.223917880621315]
[null,null,null,null,null,null,null,null,null,null,null,null,null,null,null,null,null,null,null,null,{"$f":"IF(U209=0,\"\",U209/(SUM($U209:$AG209)))","v":0.20190978379298624},{"$f":"IF(V209=0,\"\",V209/(SUM($U209:$AG209)))","v":0.78439296934141955},{"$f":"IF(W209=0,\"\",W209/(SUM($U209:$AG209)))","v":1.3697246865594308E-2},{"$f":"IF(X209=0,\"\",X209/(SUM($S209:$AE209)))","v":""},"","","","","","","","",{"$f":"IF(AG209=0,\"\",AG209/(SUM($U209:$AG209)))","v":""},{"$f":"SUM(U208:AG208)","v":1},null,null,null,null,null,{"$f":"IF(U208=0,\"\",U208)","v":0.20190978379298624},0.78439296934141955,1.3697246865594308E-2,"","","","","","","","","","",{"$f":"SUM(AN208:AZ208)","v":1}]
[57,{"$f":"A209","v":57},{"$f":"A209","v":57},58,null,null,null,{"$f":"C65","v":377.87779374048858},{"$f":"T203+T205","v":1770.0546053142148},{"$f":"J65","v":0},{"$f":"I65","v":69.930405637400014},2217.8628046921031,{"$f":"H65","v":525.09962806199997},{"$f":"L65","v":95.3856979310345},{"$f":"K65","v":0},620.48532599303451,620.48532599303451,{"$f":"M65","v":0.40228571428571386},{"$f":"L209-Q209-R209","v":1596.9751929847828},{"$f":"IF(S209<0,0,S209)","v":1596.9751929847828},{"$f":"K209+H209","v":447.80819937788863},{"$f":"T203","v":1739.6759909643276},{"$f":"T205","v":30.378614349887108},null,null,null,null,null,null,null,null,null,{"$f":"J209","v":0},{"$f":"SUM(U209:AG209)","v":2217.8628046921031},{"$f":"+Q209","v":620.48532599303451},{"$f":"(AI211+R211+AJ211)*W210","v":923.30902997198984},{"$f":"(AI209+R209+AJ209)*U208","v":311.78841005532496},{"$f":"IF(AG209>0,(AI209+R209+AJ209)*AG208,\"\")","v":""},{"$f":"SUM(AI209:AK209)","v":1855.5827660203493},{"$f":"IF(AN208=\"\",\"\",$AK209*AN208)","v":62.953130463429602},244.56463676953646,4.2706428223589326,"","","","","","","","","","",311.78841005532502,{"$f":"+U209","v":447.80819937788863},{"$f":"IF(D209=\"MAR\",IF((BB209-AJ209)<0,0,BB209-AJ209),IF(D209=\"C\",IF((BB209-AJ209)<0,0,BB209-AJ209),IF((BB209-AK209)<0,0,BB209-AK209)))","v":136.01978932256367},{"$f":"IF(AG209=0,\"\",IF(AG209-AL209<0,0,AG209-AL209))","v":""},{"$f":"IF(D209=\"MAR\",0,IF(D209=\"C\",0,AJ209))","v":923.30902997198984},{"$f":"IF(T209-BE209<0,0,T209-BE209)","v":673.66616301279294},{"$f":"IF(D209=\"MAR\",IF(AI209+R209+AJ209=0,\"Infinito\",(I209+U209+AG209)/(AI209+R209)),IF(D209=\"C\",IF(AI209+R209+AJ209=0,\"Infinito\",(I209+U209+AG209)/(AI209+R209)),IF(AI209+R209+AJ209=0,\"Infinito\",(I209+U209+AG209)/(AI209+R209+AJ209))))","v":1.4362567206985912},{"$f":"IF(BG209<1.4,\"1\", IF(BG209<3,\"2\", IF(BG209<9,\"3\", \"4\")))","v":"2"},{"$f":"IF(BG209<1.4,\"ROJO\", IF(BG209<3,\"AMARILLO\", IF(BG209<9,\"VERDE\", \"AZUL\")))","v":"AMARILLO"},{"$f":"IF(BG209<1.4,\"Déficit\", IF(BG209<3,\"Equilibrio\", IF(BG209<9,\"Disponibilidad\", \"Abundante\")))","v":"Equilibrio"},{"$f":"IF(I209+U209+AG209<=0,0,I209+U209+AG209)","v":2217.8628046921035},{"$f":"IF(D209=\"MAR\",AI209+R209,IF(D209=\"C\",AI209+R209,AI209+R209+AJ209))","v":1544.1966416793102},{"$f":"BK209/BL209","v":1.4362567206985912},136.01978932256367]
[null,null,null,null,null,null,null,null,null,null,null,null,null,null,null,null,null,null,null,null,{"$f":"IF(U211=0,\"\",U211/(SUM($U211:$AG211)))","v":0.28720124579817119},{"$f":"IF(V211=0,\"\",V211/(SUM($U211:$AG211)))","v":3.5418135279550428E-2},{"$f":"IF(W211=0,\"\",W211/(SUM($U211:$AG211)))","v":0.67738061892227841},{"$f":"IF(X211=0,\"\",X211/(SUM($S211:$AE211)))","v":""},"","","","","","","","",{"$f":"IF(AG211=0,\"\",AG211/(SUM($U211:$AG211)))","v":""},1,null,null,null,null,null,{"$f":"IF(U210=0,\"\",U210)","v":0.28720124579817119},3.5418135279550428E-2,0.67738061892227841,"","","","","","","","","","",1]
[58,{"$f":"A211","v":58},{"$f":"A211","v":58},"MAR",null,null,null,{"$f":"C66","v":509.5},{"$f":"T207+T209","v":1680.4760813231765},{"$f":"J66","v":0},{"$f":"I66","v":167.59829912719954},2357.5743804503759,{"$f":"H66","v":438.26308693599918},{"$f":"L66","v":421.68},{"$f":"K66","v":0},859.94308693599919,859.94308693599919,{"$f":"M66","v":0},{"$f":"L211-Q211-R211","v":1497.6312935143767},{"$f":"IF(S211<0,0,S211)","v":1497.6312935143767},{"$f":"K211+H211","v":677.09829912719954},{"$f":"T207","v":83.500888338393707},{"$f":"T209","v":1596.9751929847828},null,null,null,null,null,null,null,null,null,{"$f":"J211","v":0},2357.5743804503759,{"$f":"+Q211","v":859.94308693599919},{"$f":"(AI223+R223+AJ223)*Y222","v":503.11485151075885},{"$f":"(AI211+R211+AJ211)*U210","v":391.47193801699586},{"$f":"IF(AG211>0,(AI211+R211+AJ211)*AG210,\"\")","v":""},{"$f":"SUM(AI211:AK211)","v":1754.5298764637539},{"$f":"IF(AN210=\"\",\"\",$AK211*AN210)","v":112.43122829350567},13.86520605883374,265.17550366465645,"","","","","","","","","","",391.47193801699586,{"$f":"+U211","v":677.09829912719954},{"$f":"BB211-AK211","v":285.62636111020367},{"$f":"IF(AG211=0,\"\",IF(AG211-AL211<0,0,AG211-AL211))","v":""},{"$f":"IF(D211=\"MAR\",0,IF(D211=\"C\",0,AJ211))","v":0},{"$f":"IF(T211-BE211<0,0,T211-BE211)","v":1497.6312935143767},{"$f":"IF(D211=\"MAR\",IF(AI211+R211+AJ211=0,\"Infinito\",(I211+U211+AG211)/(AI211+R211)),IF(D211=\"C\",IF(AI211+R211+AJ211=0,\"Infinito\",(I211+U211+AG211)/(AI211+R211)),IF(AI211+R211+AJ211=0,\"Infinito\",(I211+U211+AG211)/(AI211+R211+AJ211))))","v":2.7415469887088437},{"$f":"IF(BG211<1.4,\"1\", IF(BG211<3,\"2\", IF(BG211<9,\"3\", \"4\")))","v":"2"},{"$f":"IF(BG211<1.4,\"ROJO\", IF(BG211<3,\"AMARILLO\", IF(BG211<9,\"VERDE\", \"AZUL\")))","v":"AMARILLO"},{"$f":"IF(BG211<1.4,\"Déficit\", IF(BG211<3,\"Equilibrio\", IF(BG211<9,\"Disponibilidad\", \"Abundante\")))","v":"Equilibrio"},{"$f":"IF(I211+U211+AG211<=0,0,I211+U211+AG211)","v":2357.5743804503759},{"$f":"IF(D211=\"MAR\",AI211+R211,IF(D211=\"C\",AI211+R211,AI211+R211+AJ211))","v":859.94308693599919},{"$f":"BK211/BL211","v":2.7415469887088437},285.62636111020367]
[null,null,null,null,null,null,null,null,null,null,null,null,null,null,null,null,null,null,null,null,{"$f":"IF(U213=0,\"\",U213/(SUM($U213:$AG213)))","v":1.3737742673368324E-2},{"$f":"IF(V213=0,\"\",V213/(SUM($U213:$AG213)))","v":0.57395557799703933},{"$f":"IF(W213=0,\"\",W213/(SUM($U213:$AG213)))","v":1.6089877567105955E-2},{"$f":"IF(X213=0,\"\",X213/(SUM($U213:$AG213)))","v":0.3962168017624863},{"$f":"IF(Y213=0,\"\",Y213/(SUM($S213:$AE213)))","v":""},"","","","","","","",{"$f":"IF(AG213=0,\"\",AG213/(SUM($U213:$AG213)))","v":""},1,null,null,null,null,null,{"$f":"IF(U212=0,\"\",U212)","v":1.3737742673368324E-2},0.57395557799703933,1.6089877567105955E-2,0.3962168017624863,"","","","","","","","","",1]
[59,{"$f":"A213","v":59},{"$f":"A213","v":59},62,null,null,null,{"$f":"C67","v":154.24731186909017},{"$f":"T167+T181+T187","v":12750.911567241707},{"$f":"J67","v":0},{"$f":"I67","v":23.361372494900003},12928.520251605696,{"$f":"H67","v":906.05493136156895},{"$f":"L67","v":0},{"$f":"K67","v":97.9078626044289},1003.9627939659979,1003.9627939659979,{"$f":"M67","v":0},{"$f":"L213-Q213-R213","v":11924.557457639698},{"$f":"IF(S213<0,0,S213)","v":11924.557457639698},{"$f":"K213+H213","v":177.60868436399016},{"$f":"T167","v":7420.3963136567772},{"$f":"T181","v":208.01830797218557},{"$f":"T187","v":5122.4969456127446},null,null,null,null,null,null,null,null,{"$f":"J213","v":0},12928.520251605698,{"$f":"+Q213","v":1003.9627939659979},{"$f":"(AI219+R219+AJ219)*V218","v":4817.7730779894509},{"$f":"(AI213+R213+AJ213)*U212","v":79.977509321241513},{"$f":"IF(AG213>0,(AI213+R213+AJ213)*AG212,\"\")","v":""},{"$f":"SUM(AI213:AK213)","v":5901.7133812766897},{"$f":"IF(AN212=\"\",\"\",$AK213*AN212)","v":1.0987104427121324},45.903537589236777,1.2868283331008512,31.68843295619175,"","","","","","","","","",79.977509321241513,{"$f":"+U213","v":177.60868436399016},{"$f":"IF(D213=\"MAR\",IF((BB213-AJ213)<0,0,BB213-AJ213),IF(D213=\"C\",IF((BB213-AJ213)<0,0,BB213-AJ213),IF((BB213-AK213)<0,0,BB213-AK213)))","v":97.631175042748652},{"$f":"IF(AG213=0,\"\",IF(AG213-AL213<0,0,AG213-AL213))","v":""},{"$f":"IF(D213=\"MAR\",0,IF(D213=\"C\",0,AJ213))","v":4817.7730779894509},{"$f":"IF(T213-BE213<0,0,T213-BE213)","v":7106.7843796502466},{"$f":"IF(D213=\"MAR\",IF(AI213+R213+AJ213=0,\"Infinito\",(I213+U213+AG213)/(AI213+R213)),IF(D213=\"C\",IF(AI213+R213+AJ213=0,\"Infinito\",(I213+U213+AG213)/(AI213+R213)),IF(AI213+R213+AJ213=0,\"Infinito\",(I213+U213+AG213)/(AI213+R213+AJ213))))","v":2.2207328769216677},{"$f":"IF(BG213<1.4,\"1\", IF(BG213<3,\"2\", IF(BG213<9,\"3\", \"4\")))","v":"2"},{"$f":"IF(BG213<1.4,\"ROJO\", IF(BG213<3,\"AMARILLO\", IF(BG213<9,\"VERDE\", \"AZUL\")))","v":"AMARILLO"},{"$f":"IF(BG213<1.4,\"Déficit\", IF(BG213<3,\"Equilibrio\", IF(BG213<9,\"Disponibilidad\", \"Abundante\")))","v":"Equilibrio"},{"$f":"IF(I213+U213+AG213<=0,0,I213+U213+AG213)","v":12928.520251605696},{"$f":"IF(D213=\"MAR\",AI213+R213,IF(D213=\"C\",AI213+R213,AI213+R213+AJ213))","v":5821.7358719554486},{"$f":"BK213/BL213","v":2.2207328769216677},97.631175042748652]
[null,null,null,null,null,null,null,null,null,null,null,null,null,null,null,null,null,null,null,null,{"$f":"IF(U215=0,\"\",U215/(SUM($U215:$AG215)))","v":1},{"$f":"IF(V215=0,\"\",V215/(SUM($S215:$AE215)))","v":""},"","","","","","","","","","",{"$f":"IF(AG215=0,\"\",AG215/(SUM($U215:$AG215)))","v":""},1,null,null,null,null,null,{"$f":"IF(U214=0,\"\",U214)","v":1},"","","","","","","","","","","","",1]
[60,{"$f":"A215","v":60},{"$f":"A215","v":60},61,null,null,null,{"$f":"C68","v":315.67615477158682},null,{"$f":"J68","v":0},{"$f":"I68","v":2.215426942499918},317.89158171408673,{"$f":"H68","v":3.9693521899998903},{"$f":"L68","v":52.268113788058557},{"$f":"K68","v":37.223443517241364},93.460909495299802,93.460909495299802,{"$f":"M68","v":-0.58881818181818113},{"$f":"L215-Q215-R215","v":225.01949040060509},{"$f":"IF(S215<0,0,S215)","v":225.01949040060509},{"$f":"K215+H215","v":317.89158171408673},null,null,null,null,null,null,null,null,null,null,null,{"$f":"J215","v":0},317.89158171408673,{"$f":"+Q215","v":93.460909495299802},{"$f":"(AI217+R217+AJ217)*V216","v":96.483640752465305},{"$f":"(AI215+R215+AJ215)*U214","v":189.35573206594694},{"$f":"IF(AG215>0,(AI215+R215+AJ215)*AG214,\"\")","v":""},{"$f":"SUM(AI215:AK215)","v":379.30028231371205},{"$f":"IF(AN214=\"\",\"\",$AK215*AN214)","v":189.35573206594694},"","","","","","","","","","","","",189.35573206594694,{"$f":"+U215","v":317.89158171408673},{"$f":"IF(D215=\"MAR\",IF((BB215-AJ215)<0,0,BB215-AJ215),IF(D215=\"C\",IF((BB215-AJ215)<0,0,BB215-AJ215),IF((BB215-AK215)<0,0,BB215-AK215)))","v":128.53584964813979},{"$f":"IF(AG215=0,\"\",IF(AG215-AL215<0,0,AG215-AL215))","v":""},{"$f":"IF(D215=\"MAR\",0,IF(D215=\"C\",0,AJ215))","v":96.483640752465305},{"$f":"IF(T215-BE215<0,0,T215-BE215)","v":128.53584964813979},{"$f":"IF(D215=\"MAR\",IF(AI215+R215+AJ215=0,\"Infinito\",(I215+U215+AG215)/(AI215+R215)),IF(D215=\"C\",IF(AI215+R215+AJ215=0,\"Infinito\",(I215+U215+AG215)/(AI215+R215)),IF(AI215+R215+AJ215=0,\"Infinito\",(I215+U215+AG215)/(AI215+R215+AJ215))))","v":1.6788062249067517},{"$f":"IF(BG215<1.4,\"1\", IF(BG215<3,\"2\", IF(BG215<9,\"3\", \"4\")))","v":"2"},{"$f":"IF(BG215<1.4,\"ROJO\", IF(BG215<3,\"AMARILLO\", IF(BG215<9,\"VERDE\", \"AZUL\")))","v":"AMARILLO"},{"$f":"IF(BG215<1.4,\"Déficit\", IF(BG215<3,\"Equilibrio\", IF(BG215<9,\"Disponibilidad\", \"Abundante\")))","v":"Equilibrio"},{"$f":"IF(I215+U215+AG215<=0,0,I215+U215+AG215)","v":317.89158171408673},{"$f":"IF(D215=\"MAR\",AI215+R215,IF(D215=\"C\",AI215+R215,AI215+R215+AJ215))","v":189.35573206594694},{"$f":"BK215/BL215","v":1.6788062249067517},128.53584964813979]
[null,null,null,null,null,null,null,null,null,null,null,null,null,null,null,null,null,null,null,null,{"$f":"IF(U217=0,\"\",U217/(SUM($U217:$AG217)))","v":0.50718408659216108},{"$f":"IF(V217=0,\"\",V217/(SUM($U217:$AG217)))","v":0.42286434200389339},{"$f":"IF(W217=0,\"\",W217/(SUM($S217:$AE217)))","v":""},"","","","","","","","","",{"$f":"IF(AG217=0,\"\",AG217/(SUM($U217:$AG217)))","v":6.995157140394552E-2},0.99999999999999989,null,null,null,null,null,{"$f":"IF(U216=0,\"\",U216)","v":0.50718408659216108},0.42286434200389339,"","","","","","","","","","",6.995157140394552E-2,0.99999999999999989]
[61,{"$f":"A217","v":61},{"$f":"A217","v":61},64,null,null,null,{"$f":"C69","v":254.67471240048846},{"$f":"T215","v":225.01949040060509},{"$f":"J69","v":37.223443517241364},{"$f":"I69","v":15.213980893999993},532.13162721233482,{"$f":"H69","v":74.394492780000007},{"$f":"L69","v":0},{"$f":"K69","v":0},74.394492780000007,74.394492780000007,{"$f":"M69","v":0},{"$f":"L217-Q217-R217","v":457.73713443233481},{"$f":"IF(S217<0,0,S217)","v":457.73713443233481},{"$f":"K217+H217","v":269.88869329448846},{"$f":"T215","v":225.01949040060509},null,null,null,null,null,null,null,null,null,null,{"$f":"J217","v":37.223443517241364},532.13162721233493,{"$f":"+Q217","v":74.394492780000007},{"$f":"(AI223+R223+AJ223)*V222","v":153.77239472638843},{"$f":"(AI217+R217+AJ217)*U216","v":115.72261443050398},{"$f":"IF(AG217>0,(AI217+R217+AJ217)*AG216,\"\")","v":15.960632323419135},{"$f":"SUM(AI217:AK217)","v":343.88950193689243},{"$f":"IF(AN216=\"\",\"\",$AK217*AN216)","v":58.692668497992003},48.934967206125322,"","","","","","","","","","",8.0949787263866551,115.72261443050398,{"$f":"+U217","v":269.88869329448846},{"$f":"IF(D217=\"MAR\",IF((BB217-AJ217)<0,0,BB217-AJ217),IF(D217=\"C\",IF((BB217-AJ217)<0,0,BB217-AJ217),IF((BB217-AK217)<0,0,BB217-AK217)))","v":154.16607886398447},{"$f":"IF(AG217=0,\"\",IF(AG217-AL217<0,0,AG217-AL217))","v":21.26281119382223},{"$f":"IF(D217=\"MAR\",0,IF(D217=\"C\",0,AJ217))","v":153.77239472638843},{"$f":"IF(T217-BE217<0,0,T217-BE217)","v":303.96473970594639},{"$f":"IF(D217=\"MAR\",IF(AI217+R217+AJ217=0,\"Infinito\",(I217+U217+AG217)/(AI217+R217)),IF(D217=\"C\",IF(AI217+R217+AJ217=0,\"Infinito\",(I217+U217+AG217)/(AI217+R217)),IF(AI217+R217+AJ217=0,\"Infinito\",(I217+U217+AG217)/(AI217+R217+AJ217))))","v":2.3322035595433883},{"$f":"IF(BG217<1.4,\"1\", IF(BG217<3,\"2\", IF(BG217<9,\"3\", \"4\")))","v":"2"},{"$f":"IF(BG217<1.4,\"ROJO\", IF(BG217<3,\"AMARILLO\", IF(BG217<9,\"VERDE\", \"AZUL\")))","v":"AMARILLO"},{"$f":"IF(BG217<1.4,\"Déficit\", IF(BG217<3,\"Equilibrio\", IF(BG217<9,\"Disponibilidad\", \"Abundante\")))","v":"Equilibrio"},{"$f":"IF(I217+U217+AG217<=0,0,I217+U217+AG217)","v":532.13162721233493},{"$f":"IF(D217=\"MAR\",AI217+R217,IF(D217=\"C\",AI217+R217,AI217+R217+AJ217))","v":228.16688750638843},{"$f":"BK217/BL217","v":2.3322035595433883},175.42889005780671]
[null,null,null,null,null,null,null,null,null,null,null,null,null,null,null,null,null,null,null,null,{"$f":"IF(U219=0,\"\",U219/(SUM($U219:$AG219)))","v":2.3412626010395832E-2},{"$f":"IF(V219=0,\"\",V219/(SUM($U219:$AG219)))","v":0.96863429782037702},{"$f":"IF(W219=0,\"\",W219/(SUM($S219:$AE219)))","v":""},"","","","","","","","","",{"$f":"IF(AG219=0,\"\",AG219/(SUM($U219:$AG219)))","v":7.9530761692272137E-3},1,null,null,null,null,null,{"$f":"IF(U218=0,\"\",U218)","v":2.3412626010395832E-2},0.96863429782037702,"","","","","","","","","","",7.9530761692272137E-3,1]
[62,{"$f":"A219","v":62},{"$f":"A219","v":62},64,null,null,null,{"$f":"C70","v":215.38846274477368},{"$f":"T213","v":11924.557457639698},{"$f":"J70","v":97.9078626044289},{"$f":"I70","v":72.837139759100012},12310.690922747999,{"$f":"H70","v":354.30359457800006},{"$f":"L70","v":119.41316779834159},{"$f":"K70","v":788.40000000000009},1262.1167623763417,1262.1167623763417,{"$f":"M70","v":0},{"$f":"L219-Q219-R219","v":11048.574160371658},{"$f":"IF(S219<0,0,S219)","v":11048.574160371658},{"$f":"K219+H219","v":288.22560250387369},{"$f":"T213","v":11924.557457639698},null,null,null,null,null,null,null,null,null,null,{"$f":"J219","v":97.9078626044289},12310.690922747999,{"$f":"+Q219","v":1262.1167623763417},{"$f":"(AI223+R223+AJ223)*W222","v":3711.6623912530658},{"$f":"(AI219+R219+AJ219)*U218","v":116.44923118222844},{"$f":"IF(AG219>0,(AI219+R219+AJ219)*AG218,\"\")","v":39.556844457729149},{"$f":"SUM(AI219:AK219)","v":5090.2283848116367},{"$f":"IF(AN218=\"\",\"\",$AK219*AN218)","v":2.7263822988676392},112.7967192779206,"","","","","","","","","","",0.92612960544021161,116.44923118222844,{"$f":"+U219","v":288.22560250387369},{"$f":"IF(D219=\"MAR\",IF((BB219-AJ219)<0,0,BB219-AJ219),IF(D219=\"C\",IF((BB219-AJ219)<0,0,BB219-AJ219),IF((BB219-AK219)<0,0,BB219-AK219)))","v":171.77637132164523},{"$f":"IF(AG219=0,\"\",IF(AG219-AL219<0,0,AG219-AL219))","v":58.351018146699751},{"$f":"IF(D219=\"MAR\",0,IF(D219=\"C\",0,AJ219))","v":3711.6623912530658},{"$f":"IF(T219-BE219<0,0,T219-BE219)","v":7336.911769118592},{"$f":"IF(D219=\"MAR\",IF(AI219+R219+AJ219=0,\"Infinito\",(I219+U219+AG219)/(AI219+R219)),IF(D219=\"C\",IF(AI219+R219+AJ219=0,\"Infinito\",(I219+U219+AG219)/(AI219+R219)),IF(AI219+R219+AJ219=0,\"Infinito\",(I219+U219+AG219)/(AI219+R219+AJ219))))","v":2.4751181229598394},{"$f":"IF(BG219<1.4,\"1\", IF(BG219<3,\"2\", IF(BG219<9,\"3\", \"4\")))","v":"2"},{"$f":"IF(BG219<1.4,\"ROJO\", IF(BG219<3,\"AMARILLO\", IF(BG219<9,\"VERDE\", \"AZUL\")))","v":"AMARILLO"},{"$f":"IF(BG219<1.4,\"Déficit\", IF(BG219<3,\"Equilibrio\", IF(BG219<9,\"Disponibilidad\", \"Abundante\")))","v":"Equilibrio"},{"$f":"IF(I219+U219+AG219<=0,0,I219+U219+AG219)","v":12310.690922747999},{"$f":"IF(D219=\"MAR\",AI219+R219,IF(D219=\"C\",AI219+R219,AI219+R219+AJ219))","v":4973.779153629408},{"$f":"BK219/BL219","v":2.4751181229598394},{"$f":"SUM(BC219:BD219)","v":230.12738946834497}]
[null,null,null,null,null,null,null,null,null,null,null,null,null,null,null,null,null,null,null,null,{"$f":"IF(U221=0,\"\",U221/(SUM($U221:$AG221)))","v":1},{"$f":"IF(V221=0,\"\",V221/(SUM($S221:$AE221)))","v":""},"","","","","","","","","","",{"$f":"IF(AG221=0,\"\",AG221/(SUM($U221:$AG221)))","v":""},1,null,null,null,null,null,{"$f":"IF(U220=0,\"\",U220)","v":1},"","","","","","","","","","","","",1]
[63,{"$f":"A221","v":63},{"$f":"A221","v":63},64,null,null,null,{"$f":"C71","v":190.25653237192373},null,{"$f":"J71","v":0},{"$f":"I71","v":0.68479753500000062},{"$f":"SUM(H221:K221)","v":190.94132990692373},{"$f":"H71","v":3.0112425800000002},{"$f":"L71","v":0},{"$f":"K71","v":0},{"$f":"SUM(M221:O221)","v":3.0112425800000002},{"$f":"+P221","v":3.0112425800000002},{"$f":"M71","v":0},{"$f":"L221-Q221-R221","v":187.93008732692374},{"$f":"IF(S221<0,0,S221)","v":187.93008732692374},{"$f":"K221+H221","v":190.94132990692373},null,null,null,null,null,null,null,null,null,null,null,{"$f":"J221","v":0},190.94132990692373,{"$f":"+Q221","v":3.0112425800000002},0,{"$f":"(AI221+R221+AJ221)*U220","v":3.0112425800000002},{"$f":"IF(AG221>0,(AI221+R221+AJ221)*AG220,\"\")","v":""},{"$f":"SUM(AI221:AK221)","v":6.0224851600000004},{"$f":"IF(AN220=\"\",\"\",$AK221*AN220)","v":3.0112425800000002},"","","","","","","","","","","","",3.0112425800000002,{"$f":"+U221","v":190.94132990692373},{"$f":"IF(D221=\"MAR\",IF((BB221-AJ221)<0,0,BB221-AJ221),IF(D221=\"C\",IF((BB221-AJ221)<0,0,BB221-AJ221),IF((BB221-AK221)<0,0,BB221-AK221)))","v":187.93008732692374},{"$f":"IF(AG221=0,\"\",IF(AG221-AL221<0,0,AG221-AL221))","v":""},{"$f":"IF(D221=\"MAR\",0,IF(D221=\"C\",0,AJ221))","v":0},{"$f":"IF(T221-BE221<0,0,T221-BE221)","v":187.93008732692374},{"$f":"IF(D221=\"MAR\",IF(AI221+R221+AJ221=0,\"Infinito\",(I221+U221+AG221)/(AI221+R221)),IF(D221=\"C\",IF(AI221+R221+AJ221=0,\"Infinito\",(I221+U221+AG221)/(AI221+R221)),IF(AI221+R221+AJ221=0,\"Infinito\",(I221+U221+AG221)/(AI221+R221+AJ221))))","v":63.409481247081629},{"$f":"IF(BG221<1.4,\"1\", IF(BG221<3,\"2\", IF(BG221<9,\"3\", \"4\")))","v":"4"},{"$f":"IF(BG221<1.4,\"ROJO\", IF(BG221<3,\"AMARILLO\", IF(BG221<9,\"VERDE\", \"AZUL\")))","v":"AZUL"},{"$f":"IF(BG221<1.4,\"Déficit\", IF(BG221<3,\"Equilibrio\", IF(BG221<9,\"Disponibilidad\", \"Abundante\")))","v":"Abundante"},{"$f":"IF(I221+U221+AG221<=0,0,I221+U221+AG221)","v":190.94132990692373},{"$f":"IF(D221=\"MAR\",AI221+R221,IF(D221=\"C\",AI221+R221,AI221+R221+AJ221))","v":3.0112425800000002},{"$f":"BK221/BL221","v":63.409481247081629},187.93008732692374]
[null,null,null,null,null,null,null,null,null,null,null,null,null,null,null,null,null,null,null,null,{"$f":"IF(U223=0,\"\",U223/(SUM($U223:$AG223)))","v":1.7507568260619586E-2},{"$f":"IF(V223=0,\"\",V223/(SUM($U223:$AG223)))","v":3.4090934726508926E-2},{"$f":"IF(W223=0,\"\",W223/(SUM($U223:$AG223)))","v":0.82286577205350742},{"$f":"IF(X223=0,\"\",X223/(SUM($U223:$AG223)))","v":1.3996488067664858E-2},{"$f":"IF(Y223=0,\"\",Y223/(SUM($U223:$AG223)))","v":0.11153923689169917},{"$f":"IF(Z223=0,\"\",Z223/(SUM($S223:$AE223)))","v":""},"","","","","","",{"$f":"IF(AG223=0,\"\",AG223/(SUM($U223:$AG223)))","v":""},{"$f":"SUM(U222:AG222)","v":1},null,null,null,null,null,{"$f":"IF(U222=0,\"\",U222)","v":1.7507568260619586E-2},3.4090934726508926E-2,0.82286577205350742,1.3996488067664858E-2,0.11153923689169917,"","","","","","","","",{"$f":"SUM(AN222:AZ222)","v":1}]
[64,{"$f":"A223","v":64},{"$f":"A223","v":64},"MAR",null,null,null,{"$f":"C72","v":199.97507282124772},{"$f":"T217+T219+T221+T211","v":13191.872675645292},{"$f":"J72","v":0},{"$f":"I72","v":35.098098119500001},{"$f":"SUM(H223:K223)","v":13426.945846586041},{"$f":"H72","v":103.1010725},{"$f":"L72","v":225.55244756367392},{"$f":"K72","v":0},{"$f":"SUM(M223:O223)","v":328.65352006367391},{"$f":"+P223","v":328.65352006367391},{"$f":"M72","v":0},{"$f":"L223-Q223-R223","v":13098.292326522367},{"$f":"IF(S223<0,0,S223)","v":13098.292326522367},{"$f":"K223+H223","v":235.07317094074773},{"$f":"T217","v":457.73713443233481},{"$f":"T219","v":11048.574160371658},{"$f":"T221","v":187.93008732692374},{"$f":"T211","v":1497.6312935143767},null,null,null,null,null,null,null,{"$f":"J223","v":0},{"$f":"SUM(U223:AG223)","v":13426.945846586041},{"$f":"+Q223","v":328.65352006367391},4182,{"$f":"(AI223+R223+AJ223)*U222","v":78.970574402518778},{"$f":"IF(AG223>0,(AI223+R223+AJ223)*AG222,\"\")","v":""},{"$f":"SUM(AI223:AK223)","v":4589.6240944661922},{"$f":"IF(AN222=\"\",\"\",$AK223*AN222)","v":1.3825827219324354},2.6921806972711844,64.982182675237567,1.1053107023214939,8.8083176057560966,"","","","","","","","",{"$f":"SUM(AN223:AZ223)","v":78.970574402518778},{"$f":"+U223","v":235.07317094074773},{"$f":"BB223-AK223","v":156.10259653822897},{"$f":"IF(AG223=0,\"\",IF(AG223-AL223<0,0,AG223-AL223))","v":""},{"$f":"IF(D223=\"MAR\",0,IF(D223=\"C\",0,AJ223))","v":0},{"$f":"IF(T223-BE223<0,0,T223-BE223)","v":13098.292326522367},{"$f":"IF(D223=\"MAR\",IF(AI223+R223+AJ223=0,\"Infinito\",(I223+U223+AG223)/(AI223+R223)),IF(D223=\"C\",IF(AI223+R223+AJ223=0,\"Infinito\",(I223+U223+AG223)/(AI223+R223)),IF(AI223+R223+AJ223=0,\"Infinito\",(I223+U223+AG223)/(AI223+R223+AJ223))))","v":40.854410577999225},{"$f":"IF(BG223<1.4,\"1\", IF(BG223<3,\"2\", IF(BG223<9,\"3\", \"4\")))","v":"4"},{"$f":"IF(BG223<1.4,\"ROJO\", IF(BG223<3,\"AMARILLO\", IF(BG223<9,\"VERDE\", \"AZUL\")))","v":"AZUL"},{"$f":"IF(BG223<1.4,\"Déficit\", IF(BG223<3,\"Equilibrio\", IF(BG223<9,\"Disponibilidad\", \"Abundante\")))","v":"Abundante"},{"$f":"IF(I223+U223+AG223<=0,0,I223+U223+AG223)","v":13426.945846586041},{"$f":"IF(D223=\"MAR\",AI223+R223,IF(D223=\"C\",AI223+R223,AI223+R223+AJ223))","v":328.65352006367391},{"$f":"BK223/BL223","v":40.854410577999225},{"$f":"SUM(BC223:BD223)+389.895165823336","v":545.99776236156504}]
[]
[null,null,null,null,null,null,null,null,null,null,null,null,null,null,null,null,null,null,null,null,null,null,null,null,null,null,null,null,null,null,null,null,null,null,null,null,null,null,null,null,null,null,null,null,null,null,null,null,null,null,null,null,null,"Cuenca o RH","SDxx   ",null,"Ab   "]
[null,null,null,null,null,null,null,null,null,null,null,null,null,null,null,null,null,null,null,null,null,null,null,null,null,null,null,null,null,null,null,null,null,null,null,null,null,"Comprobación  ",null,null,null,null,null,null,null,null,null,null,null,null,null,null,null,"RH 26",{"$f":"SUM(BC97:BD223)","v":8979.4256346933125},"Mm3",{"$f":"T211+T223","v":14595.923620036743},"Mm3"]
[]
[]
[null,"SUBREGION HIDROLOGICA VALLE DE MEXICO"]
[]
[]
[]
[]
[]
[]
[]
["No LINEA","CUENCA O REGION","CONEXION",null,null,null,null,"OFERTA  POTENCIAL",null,null,null,null,"DEMANDA CONSUNTIVA",null,null,null,null,null,null,null,"OFERTA REAL",null,null,null,null,null,null,null,null,null,null,null,null,null,"EXTRACC Y VOLS RESERV PARA A ABAJO",null,null,null,null,null,null,null,null,null,null,null,null,null,null,null,null,null,null,"POR CUENCA PROPIA",null,null,"A LA SAL. DEL C PRINCIPAL",null,"DISPONIBILIDAD RELATIVA",null,null,null,"OFERTA - DEMANDA"]
[null,"HIDROLOGICA","DE ","HACIA",null,null,null,"Cp","Cp A Arriba","Im","R","TOTAL","Uc","Ev","Ex","TOTAL","TOTAL ACUM.","Dv","Ab","Ab","Cp","Ar1","Ar2","Ar3","Ar4","Ar5","Ar6","Ar7","Ar8","Ar9","Ar10","Ar11","Im","TOTAL","Uc","Re1","Re2","RImp","TOTAL","para Cp","para Ar1","para Ar2","para Ar3","para Ar4","para Ar5","para Ar6","para Ar7","para Ar8","para Ar9","para Ar10","para Ar11","para Im","TOTAL","RESERVADO","DISPONIBLE","DImp","RESERVADO","DISPONIBLE","INDICE","CLAVE","COLOR",null,"OFERTA","DEMANDA","Indice"]
["Cuenca Valle de México"]
[null,null,null,null,null,null,null,null,null,null,null,null,null,null,null,null,null,null,null,null,{"$f":"IF(U241=0,\"\",U241/(SUM($U241:$AG241)))","v":1},"","","","","","","","","","","","",{"$f":"SUM(U240:AG240)","v":1},null,null,null,null,null,{"$f":"IF(U240=0,\"\",U240)","v":1},"","","","","","","","","","","","",{"$f":"SUM(AN240:AZ240)","v":1}]
[1,{"$f":"A241","v":1},null,6,null,null,null,{"$f":"C73","v":47.001155300434242},null,{"$f":"J73","v":0},{"$f":"I73","v":110.00775329728401},{"$f":"SUM(H241:K241)","v":157.00890859771826},{"$f":"H73","v":7.512308},{"$f":"L73","v":0.60445107081137284},{"$f":"K73","v":0},{"$f":"SUM(M241:O241)","v":8.1167590708113728},{"$f":"+P241","v":8.1167590708113728},{"$f":"M73","v":0},{"$f":"L241-Q241-R241","v":148.89214952690688},{"$f":"IF(S241<0,0,S241)","v":148.89214952690688},{"$f":"K241+H241","v":157.00890859771826},null,null,null,null,null,null,null,null,null,null,null,{"$f":"J241","v":0},157.00890859771826,{"$f":"+Q241","v":8.1167590708113728},{"$f":"(AI251+R251+AJ251)*V250","v":148.80893578276991},{"$f":"AI241+R241+AJ241","v":156.92569485358129},{"$f":"IF(AG241>0,(AI241+R241+AJ241)*AG240,\"\")","v":""},{"$f":"SUM(AI241:AK241)","v":313.85138970716258},{"$f":"IF(AN240=\"\",\"\",$AM241*AN240)","v":313.85138970716258},"","","","","","","","","","","","",313.85138970716258,{"$f":"+U241","v":157.00890859771826},{"$f":"IF(D241=\"MAR\",IF((BB241-AJ241)<0,0,BB241-AJ241),IF(D241=\"Cerrada\",IF((BB241-AJ241)<0,0,BB241-AJ241),IF((BB241-AK241)<0,0,BB241-AK241)))","v":8.3213744136969581E-2},{"$f":"IF(AG241=0,\"\",IF(AG241-AL241<0,0,AG241-AL241))","v":""},{"$f":"IF(D241=\"MAR\",0,IF(D241=\"Cerrada\",0,AJ241))","v":148.80893578276991},{"$f":"IF(T241-BE241<0,0,T241-BE241)","v":8.3213744136969581E-2},{"$f":"IF(D241=\"MAR\",IF(AI241+R241+AJ241=0,\"Infinito\",(I241+U241+AG241)/(AI241+R241)),IF(D241=\"Cerrada\",IF(AI241+R241+AJ241=0,\"Infinito\",(I241+U241+AG241)/(AI241+R241)),IF(AI241+R241+AJ241=0,\"Infinito\",(I241+U241+AG241)/(AI241+R241+AJ241))))","v":1.0005302748171012},{"$f":"IF(BG241<1.4,\"1\", IF(BG241<3,\"2\", IF(BG241<9,\"3\", \"4\")))","v":"1"},{"$f":"IF(BG241<1.4,\"ROJO\", IF(BG241<3,\"AMARILLO\", IF(BG241<9,\"VERDE\", \"AZUL\")))","v":"ROJO"},{"$f":"IF(BG241<1.4,\"Déficit\", IF(BG241<3,\"Equilibrio\", IF(BG241<9,\"Disponibilidad\", \"Abundante\")))","v":"Déficit"},{"$f":"I241+U241+AG241","v":157.00890859771826},{"$f":"IF(D241=\"MAR\",AI241+R241,IF(D241=\"Cerrada\",AI241+R241,AI241+R241+AJ241))","v":156.92569485358129},{"$f":"IF(BK241=0,0,IF(BL241=0,\"Infinito\",BK241/BL241))","v":1.0005302748171012},{"$f":"SUM(BC241:BD241)","v":8.3213744136969581E-2}]
[null,null,null,null,null,null,null,null,null,null,null,null,null,null,null,null,null,null,null,null,{"$f":"IF(U243=0,\"\",U243/(SUM($U243:$AG243)))","v":1},"","","","","","","","","","","","",1,null,null,null,null,null,{"$f":"IF(U242=0,\"\",U242)","v":1},"","","","","","","","","","","","",1]
[2,{"$f":"A243","v":2},null,6,null,null,null,{"$f":"C74","v":69.495551253628221},null,{"$f":"J74","v":0},{"$f":"I74","v":97.149651358594511},{"$f":"SUM(H243:K243)","v":166.64520261222273},{"$f":"H74","v":5.9309899999999995},{"$f":"L74","v":0},{"$f":"K74","v":0},{"$f":"SUM(M243:O243)","v":5.9309899999999995},{"$f":"+P243","v":5.9309899999999995},{"$f":"M74","v":0},{"$f":"L243-Q243-R243","v":160.71421261222272},{"$f":"IF(S243<0,0,S243)","v":160.71421261222272},{"$f":"K243+H243","v":166.64520261222273},null,null,null,null,null,null,null,null,null,null,null,{"$f":"J243","v":0},166.64520261222273,{"$f":"+Q243","v":5.9309899999999995},{"$f":"(AI251+R251+AJ251)*W250","v":160.62439168203949},{"$f":"AI243+R243+AJ243","v":166.5553816820395},{"$f":"IF(AG243>0,(AI243+R243+AJ243)*AG242,\"\")","v":""},{"$f":"SUM(AI243:AK243)","v":333.11076336407899},{"$f":"IF(AN242=\"\",\"\",$AM243*AN242)","v":333.11076336407899},"","","","","","","","","","","","",333.11076336407899,{"$f":"+U243","v":166.64520261222273},{"$f":"IF(D243=\"MAR\",IF((BB243-AJ243)<0,0,BB243-AJ243),IF(D243=\"Cerrada\",IF((BB243-AJ243)<0,0,BB243-AJ243),IF((BB243-AK243)<0,0,BB243-AK243)))","v":8.9820930183236669E-2},{"$f":"IF(AG243=0,\"\",IF(AG243-AL243<0,0,AG243-AL243))","v":""},{"$f":"IF(D243=\"MAR\",0,IF(D243=\"Cerrada\",0,AJ243))","v":160.62439168203949},{"$f":"IF(T243-BE243<0,0,T243-BE243)","v":8.9820930183236669E-2},{"$f":"IF(D243=\"MAR\",IF(AI243+R243+AJ243=0,\"Infinito\",(I243+U243+AG243)/(AI243+R243)),IF(D243=\"Cerrada\",IF(AI243+R243+AJ243=0,\"Infinito\",(I243+U243+AG243)/(AI243+R243)),IF(AI243+R243+AJ243=0,\"Infinito\",(I243+U243+AG243)/(AI243+R243+AJ243))))","v":1.0005392856674826},{"$f":"IF(BG243<1.4,\"1\", IF(BG243<3,\"2\", IF(BG243<9,\"3\", \"4\")))","v":"1"},{"$f":"IF(BG243<1.4,\"ROJO\", IF(BG243<3,\"AMARILLO\", IF(BG243<9,\"VERDE\", \"AZUL\")))","v":"ROJO"},{"$f":"IF(BG243<1.4,\"Déficit\", IF(BG243<3,\"Equilibrio\", IF(BG243<9,\"Disponibilidad\", \"Abundante\")))","v":"Déficit"},{"$f":"I243+U243+AG243","v":166.64520261222273},{"$f":"IF(D243=\"MAR\",AI243+R243,IF(D243=\"Cerrada\",AI243+R243,AI243+R243+AJ243))","v":166.5553816820395},{"$f":"IF(BK243=0,0,IF(BL243=0,\"Infinito\",BK243/BL243))","v":1.0005392856674826},{"$f":"SUM(BC243:BD243)","v":8.9820930183236669E-2}]
[null,null,null,null,null,null,null,null,null,null,null,null,null,null,null,null,null,null,null,null,{"$f":"IF(U245=0,\"\",U245/(SUM($U245:$AG245)))","v":1},"","","","","","","","","","","","",1,null,null,null,null,null,{"$f":"IF(U244=0,\"\",U244)","v":1},"","","","","","","","","","","","",1]
[3,{"$f":"A245","v":3},null,4,null,null,null,{"$f":"C75","v":82.1564688082955},null,{"$f":"J75","v":0},{"$f":"I75","v":6.3765984580517294},{"$f":"SUM(H245:K245)","v":88.533067266347231},{"$f":"H75","v":8.8351710099999998},{"$f":"L75","v":37.276740607034228},{"$f":"K75","v":0},{"$f":"SUM(M245:O245)","v":46.111911617034224},{"$f":"+P245","v":46.111911617034224},{"$f":"M75","v":0},{"$f":"L245-Q245-R245","v":42.421155649313008},{"$f":"IF(S245<0,0,S245)","v":42.421155649313008},{"$f":"K245+H245","v":88.533067266347231},null,null,null,null,null,null,null,null,null,null,null,{"$f":"J245","v":0},88.533067266347231,{"$f":"+Q245","v":46.111911617034224},{"$f":"(AI247+R247+AJ247)*V246","v":42.398961418091112},{"$f":"AI245+R245+AJ245","v":88.510873035125343},{"$f":"IF(AG245>0,(AI245+R245+AJ245)*AG244,\"\")","v":""},{"$f":"SUM(AI245:AK245)","v":177.02174607025069},{"$f":"IF(AN244=\"\",\"\",$AM245*AN244)","v":177.02174607025069},"","","","","","","","","","","","",177.02174607025069,{"$f":"+U245","v":88.533067266347231},{"$f":"IF(D245=\"MAR\",IF((BB245-AJ245)<0,0,BB245-AJ245),IF(D245=\"Cerrada\",IF((BB245-AJ245)<0,0,BB245-AJ245),IF((BB245-AK245)<0,0,BB245-AK245)))","v":2.2194231221888572E-2},{"$f":"IF(AG245=0,\"\",IF(AG245-AL245<0,0,AG245-AL245))","v":""},{"$f":"IF(D245=\"MAR\",0,IF(D245=\"Cerrada\",0,AJ245))","v":42.398961418091112},{"$f":"IF(T245-BE245<0,0,T245-BE245)","v":2.2194231221895677E-2},{"$f":"IF(D245=\"MAR\",IF(AI245+R245+AJ245=0,\"Infinito\",(I245+U245+AG245)/(AI245+R245)),IF(D245=\"Cerrada\",IF(AI245+R245+AJ245=0,\"Infinito\",(I245+U245+AG245)/(AI245+R245)),IF(AI245+R245+AJ245=0,\"Infinito\",(I245+U245+AG245)/(AI245+R245+AJ245))))","v":1.0002507514665806},{"$f":"IF(BG245<1.4,\"1\", IF(BG245<3,\"2\", IF(BG245<9,\"3\", \"4\")))","v":"1"},{"$f":"IF(BG245<1.4,\"ROJO\", IF(BG245<3,\"AMARILLO\", IF(BG245<9,\"VERDE\", \"AZUL\")))","v":"ROJO"},{"$f":"IF(BG245<1.4,\"Déficit\", IF(BG245<3,\"Equilibrio\", IF(BG245<9,\"Disponibilidad\", \"Abundante\")))","v":"Déficit"},{"$f":"I245+U245+AG245","v":88.533067266347231},{"$f":"IF(D245=\"MAR\",AI245+R245,IF(D245=\"Cerrada\",AI245+R245,AI245+R245+AJ245))","v":88.510873035125343},{"$f":"IF(BK245=0,0,IF(BL245=0,\"Infinito\",BK245/BL245))","v":1.0002507514665806},{"$f":"SUM(BC245:BD245)","v":2.2194231221888572E-2}]
[null,null,null,null,null,null,null,null,null,null,null,null,null,null,null,null,null,null,null,null,{"$f":"IF(U247=0,\"\",U247/(SUM($U247:$AG247)))","v":0.81805818462985258},0.18194181537014745,"","","","","","","","","","","",1,null,null,null,null,null,{"$f":"IF(U246=0,\"\",U246)","v":0.81805818462985258},0.18194181537014745,"","","","","","","","","","","",1]
[4,{"$f":"A247","v":4},3,6,null,null,null,{"$f":"C76","v":119.52373086326365},{"$f":"T245","v":42.421155649313008},{"$f":"J76","v":0},{"$f":"I76","v":71.212925851833589},{"$f":"SUM(H247:K247)","v":233.15781236441023},{"$f":"H76","v":14.892702100000001},{"$f":"L76","v":0},{"$f":"K76","v":0},{"$f":"SUM(M247:O247)","v":14.892702100000001},{"$f":"+P247","v":14.892702100000001},{"$f":"M76","v":0},{"$f":"L247-Q247-R247","v":218.26511026441023},{"$f":"IF(S247<0,0,S247)","v":218.26511026441023},{"$f":"K247+H247","v":190.73665671509724},{"$f":"T245","v":42.421155649313008},null,null,null,null,null,null,null,null,null,null,{"$f":"J247","v":0},233.15781236441023,{"$f":"+Q247","v":14.892702100000001},{"$f":"(AI251+R251+AJ251)*X250","v":218.14312494082344},{"$f":"(AI247+R247+AJ247)*U246","v":190.63686562273233},{"$f":"IF(AG247>0,(AI247+R247+AJ247)*AG246,\"\")","v":""},{"$f":"SUM(AI247:AK247)","v":423.67269266355578},{"$f":"IF(AN246=\"\",\"\",$AM247*AN246)","v":346.58891383758993},77.083778825965894,"","","","","","","","","","","",423.67269266355584,{"$f":"+U247","v":190.73665671509724},{"$f":"IF(D247=\"MAR\",IF((BB247-AJ247)<0,0,BB247-AJ247),IF(D247=\"Cerrada\",IF((BB247-AJ247)<0,0,BB247-AJ247),IF((BB247-AK247)<0,0,BB247-AK247)))","v":9.9791092364910128E-2},{"$f":"IF(AG247=0,\"\",IF(AG247-AL247<0,0,AG247-AL247))","v":""},{"$f":"IF(D247=\"MAR\",0,IF(D247=\"Cerrada\",0,AJ247))","v":218.14312494082344},{"$f":"IF(T247-BE247<0,0,T247-BE247)","v":0.12198532358678449},{"$f":"IF(D247=\"MAR\",IF(AI247+R247+AJ247=0,\"Infinito\",(I247+U247+AG247)/(AI247+R247)),IF(D247=\"Cerrada\",IF(AI247+R247+AJ247=0,\"Infinito\",(I247+U247+AG247)/(AI247+R247)),IF(AI247+R247+AJ247=0,\"Infinito\",(I247+U247+AG247)/(AI247+R247+AJ247))))","v":1.0005234616716914},{"$f":"IF(BG247<1.4,\"1\", IF(BG247<3,\"2\", IF(BG247<9,\"3\", \"4\")))","v":"1"},{"$f":"IF(BG247<1.4,\"ROJO\", IF(BG247<3,\"AMARILLO\", IF(BG247<9,\"VERDE\", \"AZUL\")))","v":"ROJO"},{"$f":"IF(BG247<1.4,\"Déficit\", IF(BG247<3,\"Equilibrio\", IF(BG247<9,\"Disponibilidad\", \"Abundante\")))","v":"Déficit"},{"$f":"IF(I247+U247+AG247<=0,0,I247+U247+AG247)","v":233.15781236441023},{"$f":"IF(D247=\"MAR\",AI247+R247,IF(D247=\"Cerrada\",AI247+R247,AI247+R247+AJ247))","v":233.03582704082345},{"$f":"IF(BK247=0,0,IF(BL247=0,\"Infinito\",BK247/BL247))","v":1.0005234616716914},{"$f":"SUM(BC247:BD247)","v":9.9791092364910128E-2}]
[null,null,null,null,null,null,null,null,null,null,null,null,null,null,null,null,null,null,null,null,{"$f":"IF(U249=0,\"\",U249/(SUM($U249:$AG249)))","v":1},"","","","","","","","","","","","",1,null,null,null,null,null,{"$f":"IF(U248=0,\"\",U248)","v":1},"","","","","","","","","","","","",1]
[5,{"$f":"A249","v":5},null,6,null,null,null,{"$f":"C77","v":85.770580983025638},null,{"$f":"J77","v":0},{"$f":"I77","v":43.264387787682494},{"$f":"SUM(H249:K249)","v":129.03496877070813},{"$f":"H77","v":12.666339000000001},{"$f":"L77","v":12.871118384644779},{"$f":"K77","v":0},{"$f":"SUM(M249:O249)","v":25.537457384644782},{"$f":"+P249","v":25.537457384644782},{"$f":"M77","v":0},{"$f":"L249-Q249-R249","v":103.49751138606335},{"$f":"IF(S249<0,0,S249)","v":103.49751138606335},{"$f":"K249+H249","v":129.03496877070813},null,null,null,null,null,null,null,null,null,null,null,{"$f":"J249","v":0},129.03496877070813,{"$f":"+Q249","v":25.537457384644782},{"$f":"(AI251+R251+AJ251)*Y250","v":103.43966807156585},{"$f":"AI249+R249+AJ249","v":128.97712545621062},{"$f":"IF(AG249>0,(AI249+R249+AJ249)*AG248,\"\")","v":""},{"$f":"SUM(AI249:AK249)","v":257.95425091242123},{"$f":"IF(AN248=\"\",\"\",$AM249*AN248)","v":257.95425091242123},"","","","","","","","","","","","",257.95425091242123,{"$f":"+U249","v":129.03496877070813},{"$f":"IF(D249=\"MAR\",IF((BB249-AJ249)<0,0,BB249-AJ249),IF(D249=\"Cerrada\",IF((BB249-AJ249)<0,0,BB249-AJ249),IF((BB249-AK249)<0,0,BB249-AK249)))","v":5.7843314497517895E-2},{"$f":"IF(AG249=0,\"\",IF(AG249-AL249<0,0,AG249-AL249))","v":""},{"$f":"IF(D249=\"MAR\",0,IF(D249=\"Cerrada\",0,AJ249))","v":103.43966807156585},{"$f":"IF(T249-BE249<0,0,T249-BE249)","v":5.7843314497503684E-2},{"$f":"IF(D249=\"MAR\",IF(AI249+R249+AJ249=0,\"Infinito\",(I249+U249+AG249)/(AI249+R249)),IF(D249=\"Cerrada\",IF(AI249+R249+AJ249=0,\"Infinito\",(I249+U249+AG249)/(AI249+R249)),IF(AI249+R249+AJ249=0,\"Infinito\",(I249+U249+AG249)/(AI249+R249+AJ249))))","v":1.0004484773117164},{"$f":"IF(BG249<1.4,\"1\", IF(BG249<3,\"2\", IF(BG249<9,\"3\", \"4\")))","v":"1"},{"$f":"IF(BG249<1.4,\"ROJO\", IF(BG249<3,\"AMARILLO\", IF(BG249<9,\"VERDE\", \"AZUL\")))","v":"ROJO"},{"$f":"IF(BG249<1.4,\"Déficit\", IF(BG249<3,\"Equilibrio\", IF(BG249<9,\"Disponibilidad\", \"Abundante\")))","v":"Déficit"},{"$f":"IF(I249+U249+AG249<=0,0,I249+U249+AG249)","v":129.03496877070813},{"$f":"IF(D249=\"MAR\",AI249+R249,IF(D249=\"Cerrada\",AI249+R249,AI249+R249+AJ249))","v":128.97712545621062},{"$f":"IF(BK249=0,0,IF(BL249=0,\"Infinito\",BK249/BL249))","v":1.0004484773117164},{"$f":"SUM(BC249:BD249)","v":5.7843314497517895E-2}]
[null,null,null,null,null,null,null,null,null,null,null,null,null,null,null,null,null,null,null,null,{"$f":"IF(U251=0,\"\",U251/(SUM($U251:$AG251)))","v":0.52531058068525482},6.59583116024723E-2,7.1195413244452652E-2,9.6690108917839995E-2,4.5848764543819982E-2,"","","","","","","",0.19499682100616031,1.0000000000000002,null,null,null,null,null,{"$f":"IF(U250=0,\"\",U250)","v":0.52531058068525482},6.59583116024723E-2,7.1195413244452652E-2,9.6690108917839995E-2,4.5848764543819982E-2,"","","","","","","",0.19499682100616031,1.0000000000000002]
[6,{"$f":"A251","v":6},"1, 2, 4 y 5","2 y 3",null,null,null,{"$f":"C78","v":221.63566788674899},{"$f":"T241+T243+T247+T249","v":631.36898378960325},{"$f":"J78","v":440.17948799999999},{"$f":"I78","v":964.18336882315293},{"$f":"SUM(H251:K251)","v":2257.3675084995052},{"$f":"H78","v":622.76446320000002},{"$f":"L78","v":27.521111372191221},{"$f":"K78","v":1167.9796754063564},{"$f":"SUM(M251:O251)","v":1818.2652499785477},{"$f":"+P251","v":1818.2652499785477},{"$f":"M78","v":0},{"$f":"L251-Q251-R251","v":439.10225852095755},{"$f":"IF(S251<0,0,S251)","v":439.10225852095755},{"$f":"K251+H251","v":1185.8190367099019},{"$f":"T241","v":148.89214952690688},{"$f":"T243","v":160.71421261222272},{"$f":"T247","v":218.26511026441023},{"$f":"T249","v":103.49751138606335},null,null,null,null,null,null,null,{"$f":"J251","v":440.17948799999999},2257.3675084995048,{"$f":"+Q251","v":1818.2652499785477},{"$f":"(AI277+R277+AJ277)*V276","v":437.84064732874697},{"$f":"(AI251+R251+AJ251)*U250","v":1185.1562990019229},{"$f":"IF(AG251>0,(AI251+R251+AJ251)*AG250,\"\")","v":439.93347782817318},{"$f":"SUM(AI251:AK251)","v":3441.2621963092174},{"$f":"IF(AN250=\"\",\"\",$AM251*AN250)","v":1807.7314426334103},226.97984424997156,245.00208414874749,332.73601657598351,157.77762017213013,"","","","","","","",671.03518852897457,3441.2621963092179,{"$f":"+U251","v":1185.8190367099019},{"$f":"IF(D251=\"MAR\",IF((BB251-AJ251)<0,0,BB251-AJ251),IF(D251=\"Cerrada\",IF((BB251-AJ251)<0,0,BB251-AJ251),IF((BB251-AK251)<0,0,BB251-AK251)))","v":0.66273770797897669},{"$f":"IF(AG251=0,\"\",IF(AG251-AL251<0,0,AG251-AL251))","v":0.24601017182681062},{"$f":"IF(D251=\"MAR\",0,IF(D251=\"Cerrada\",0,AJ251))","v":437.84064732874697},{"$f":"IF(T251-BE251<0,0,T251-BE251)","v":1.2616111922105802},{"$f":"IF(D251=\"MAR\",IF(AI251+R251+AJ251=0,\"Infinito\",(I251+U251+AG251)/(AI251+R251)),IF(D251=\"Cerrada\",IF(AI251+R251+AJ251=0,\"Infinito\",(I251+U251+AG251)/(AI251+R251)),IF(AI251+R251+AJ251=0,\"Infinito\",(I251+U251+AG251)/(AI251+R251+AJ251))))","v":1.0005591985702957},{"$f":"IF(BG251<1.4,\"1\", IF(BG251<3,\"2\", IF(BG251<9,\"3\", \"4\")))","v":"1"},{"$f":"IF(BG251<1.4,\"ROJO\", IF(BG251<3,\"AMARILLO\", IF(BG251<9,\"VERDE\", \"AZUL\")))","v":"ROJO"},{"$f":"IF(BG251<1.4,\"Déficit\", IF(BG251<3,\"Equilibrio\", IF(BG251<9,\"Disponibilidad\", \"Abundante\")))","v":"Déficit"},{"$f":"IF(I251+U251+AG251<=0,0,I251+U251+AG251)","v":2257.3675084995048},{"$f":"IF(D251=\"MAR\",AI251+R251,IF(D251=\"Cerrada\",AI251+R251,AI251+R251+AJ251))","v":2256.1058973072945},{"$f":"IF(BK251=0,0,IF(BL251=0,\"Infinito\",BK251/BL251))","v":1.0005591985702957},{"$f":"SUM(BC251:BD251)","v":0.90874787980578731}]
[null,null,null,null,null,null,null,null,null,null,null,null,null,null,null,null,null,null,null,null,{"$f":"IF(U253=0,\"\",U253/(SUM($U253:$AG253)))","v":0.97908712160946865},"","","","","","","","","","","",2.0912878390531405E-2,1,null,null,null,null,null,null,{"$f":"IF(V252=0,\"\",V252)","v":""},"","","","","","","","","","",2.0912878390531405E-2]
[7,{"$f":"A253","v":7},7,2,null,null,null,{"$f":"C79","v":89.987009464208867},null,{"$f":"J79","v":5.1980399999999998},{"$f":"I79","v":153.371839880755},{"$f":"SUM(H253:K253)","v":248.55688934496388},{"$f":"H79","v":94.722132999999999},{"$f":"L79","v":4.7594615228799224},{"$f":"K79","v":0},{"$f":"SUM(M253:O253)","v":99.481594522879917},{"$f":"+P253","v":99.481594522879917},{"$f":"M79","v":0},{"$f":"L253-Q253-R253","v":149.07529482208395},{"$f":"IF(S253<0,0,S253)","v":149.07529482208395},{"$f":"K253+H253","v":243.35884934496386},null,null,null,null,null,null,null,null,null,null,null,{"$f":"J253","v":5.1980399999999998},248.55688934496385,{"$f":"+Q253","v":99.481594522879917},{"$f":"(AI275+R275+AJ275)*X274","v":148.9106487937303},{"$f":"(AI253+R253+AJ253)*U252","v":243.19764653897869},{"$f":"IF(AG253>0,(AI253+R253+AJ253)*AG252,\"\")","v":5.1945967776315571},{"$f":"SUM(AI253:AK253)","v":491.58988985558892},{"$f":"IF(AN252=\"\",\"\",$AM253*AN252)","v":""},"","","","","","","","","","","",10.28055958456466,{"$f":"SUM(AN253:AZ253)","v":10.28055958456466},{"$f":"+U253","v":243.35884934496386},{"$f":"BB253-AK253","v":0.16120280598516956},{"$f":"IF(AG253=0,\"\",IF(AG253-AL253<0,0,AG253-AL253))","v":3.4432223684426333E-3},{"$f":"IF(D253=\"MAR\",0,IF(D253=\"Cerrada\",0,AJ253))","v":148.9106487937303},{"$f":"IF(T253-BE253<0,0,T253-BE253)","v":0.16464602835364417},{"$f":"IF(D253=\"MAR\",IF(AI253+R253+AJ253=0,\"Infinito\",(I253+U253+AG253)/(AI253+R253)),IF(D253=\"Cerrada\",IF(AI253+R253+AJ253=0,\"Infinito\",(I253+U253+AG253)/(AI253+R253)),IF(AI253+R253+AJ253=0,\"Infinito\",(I253+U253+AG253)/(AI253+R253+AJ253))))","v":1.0006628468995458},{"$f":"IF(BG253<1.4,\"1\", IF(BG253<3,\"2\", IF(BG253<9,\"3\", \"4\")))","v":"1"},{"$f":"IF(BG253<1.4,\"ROJO\", IF(BG253<3,\"AMARILLO\", IF(BG253<9,\"VERDE\", \"AZUL\")))","v":"ROJO"},{"$f":"IF(BG253<1.4,\"Déficit\", IF(BG253<3,\"Equilibrio\", IF(BG253<9,\"Disponibilidad\", \"Abundante\")))","v":"Déficit"},{"$f":"IF(I253+U253+AG253<=0,0,I253+U253+AG253)","v":248.55688934496385},{"$f":"IF(D253=\"MAR\",AI253+R253,IF(D253=\"Cerrada\",AI253+R253,AI253+R253+AJ253))","v":248.39224331661023},{"$f":"IF(BK253=0,0,IF(BL253=0,\"Infinito\",BK253/BL253))","v":1.0006628468995458},{"$f":"SUM(BC253:BD253)","v":0.16464602835361219}]
[]
[]
[null,null,null,null,null,null,null,null,null,null,null,null,null,null,null,null,null,null,null,null,null,null,null,null,null,null,null,null,null,null,null,null,null,null,null,null,null,"SDxx =",null,null,null,null,null,null,null,null,null,null,null,null,null,null,null,{"$f":"SUM(BC241:BD253)","v":1.4262572205639223},"Mm3","Ab6 =",{"$f":"T251","v":439.10225852095755},"Mm3"]
[null,null,null,null,null,null,null,null,null,null,null,null,null,null,null,null,null,null,null,null,null,null,null,null,null,null,null,null,null,null,null,null,null,null,null,null,null,"R7-2 y 3",null,null,null,null,null,null,null,null,null,null,null,null,null,null,null,{"$f":"AJ251","v":437.84064732874697},"Mm3","Ab7 =",{"$f":"T253","v":149.07529482208395},"Mm3"]
[null,null,null,null,null,null,null,null,null,null,null,null,null,null,null,null,null,null,null,null,null,null,null,null,null,null,null,null,null,null,null,null,null,null,null,null,null,"R7-2",null,null,null,null,null,null,null,null,null,null,null,null,null,null,null,{"$f":"AJ253","v":148.9106487937303},"Mm3"]
[]
[]
[null,null,null,null,null,null,null,null,null,null,null,null,null,null,null,null,null,null,null,null,null,null,null,null,null,null,null,null,null,null,null,null,null,null,null,null,null,"S",null,null,null,null,null,null,null,null,null,null,null,null,null,null,null,{"$f":"SUM(BB256:BB260)","v":588.17755334304115},"Mm3","S",{"$f":"SUM(BE256:BE260)","v":588.1775533430415},"Mm3"]
[]
[]
[]
[null,"SUBREGION HIDROLOGICA DEL RÍO TULA"]
[]
[]
[]
["No LINEA","CUENCA O REGION","CONEXION",null,null,null,null,"OFERTA  POTENCIAL",null,null,null,null,"DEMANDA CONSUNTIVA",null,null,null,null,null,null,null,"OFERTA REAL",null,null,null,null,null,null,null,null,null,null,null,null,null,"EXTRACC Y VOLS RESERV PARA A ABAJO",null,null,null,null,null,null,null,null,null,null,null,null,null,null,null,null,null,null,"POR CUENCA PROPIA",null,null,"A LA SAL. DEL C PRINCIPAL",null,"DISPONIBILIDAD RELATIVA",null,null,null,"OFERTA - DEMANDA"]
[null,"HIDROLOGICA","DE ","HACIA",null,null,null,"Cp","Cp A Arriba","Im","R","TOTAL","Uc","Ev","Ex","TOTAL","TOTAL ACUM.","Dv","Ab","Ab","Cp","Ar1","Ar2","Ar3","Ar4","Ar5","Ar6","Ar7","Ar8","Ar9","Ar10","Ar11","Im","TOTAL","Uc","Re1","Re2","RImp","TOTAL","para Cp","para Ar1","para Ar2","para Ar3","para Ar4","para Ar5","para Ar6","para Ar7","para Ar8","para Ar9","para Ar10","para Ar11","para Im","TOTAL","RESERVADO","DISPONIBLE","DImp","RESERVADO","DISPONIBLE","INDICE","CLAVE","COLOR",null,"OFERTA","DEMANDA","Indice"]
["Cuenca Río Tula"]
[null,null,null,null,null,null,null,null,null,null,null,null,null,null,null,null,null,null,null,null,{"$f":"IF(U273=0,\"\",U273/(SUM($U273:$AG273)))","v":1},"","","","","","","","","","","","",{"$f":"SUM(U272:AG272)","v":1},null,null,null,null,null,{"$f":"IF(U272=0,\"\",U272)","v":1},{"$f":"IF(V272=0,\"\",V272)","v":""},{"$f":"IF(W272=0,\"\",W272)","v":""},{"$f":"IF(X272=0,\"\",X272)","v":""},{"$f":"IF(Y272=0,\"\",Y272)","v":""},"","","","","","",{"$f":"IF(AF272=0,\"\",AF272)","v":""},{"$f":"IF(AG272=0,\"\",AG272)","v":""},{"$f":"SUM(AN272:AZ272)","v":1}]
[1,{"$f":"A273","v":1},null,2,null,null,null,{"$f":"C80","v":159.74723129738629},null,{"$f":"J80","v":0},{"$f":"I80","v":11.60329222763993},{"$f":"SUM(H273:K273)","v":171.35052352502623},{"$f":"H80","v":37.841440000000006},{"$f":"L80","v":9.6185566796256516},{"$f":"K80","v":81.923356000000013},{"$f":"SUM(M273:O273)","v":129.38335267962566},{"$f":"+P273","v":129.38335267962566},{"$f":"M80","v":0},{"$f":"L273-Q273-R273","v":41.967170845400574},{"$f":"IF(S273<0,0,S273)","v":41.967170845400574},{"$f":"K273+H273","v":171.35052352502623},null,null,null,null,null,null,null,null,null,null,null,{"$f":"J273","v":0},{"$f":"SUM(U273:AG273)","v":171.35052352502623},{"$f":"+Q273","v":129.38335267962566},{"$f":"(AI275+R275+AJ275)*V274","v":41.920820254518425},{"$f":"AI273+R273+AJ273","v":171.30417293414408},{"$f":"IF(AG273>0,(AI273+R273+AJ273)*AG272,\"\")","v":""},{"$f":"SUM(AI273:AK273)","v":342.60834586828815},{"$f":"IF(AN272=\"\",\"\",$AM273*AN272)","v":342.60834586828815},"","","","","","","","","","","","",342.60834586828815,{"$f":"+U273","v":171.35052352502623},{"$f":"IF(D273=\"MAR\",IF((BB273-AJ273)<0,0,BB273-AJ273),IF(D273=\"Cerrada\",IF((BB273-AJ273)<0,0,BB273-AJ273),IF((BB273-AK273)<0,0,BB273-AK273)))","v":4.6350590882155984E-2},{"$f":"IF(AG273=0,\"\",IF(AG273-AL273<0,0,AG273-AL273))","v":""},{"$f":"IF(D273=\"MAR\",0,IF(D273=\"Cerrada\",0,AJ273))","v":41.920820254518425},{"$f":"IF(T273-BE273<0,0,T273-BE273)","v":4.6350590882148879E-2},{"$f":"IF(D273=\"MAR\",IF(AI273+R273+AJ273=0,\"Infinito\",(I273+U273+AG273)/(AI273+R273)),IF(D273=\"Cerrada\",IF(AI273+R273+AJ273=0,\"Infinito\",(I273+U273+AG273)/(AI273+R273)),IF(AI273+R273+AJ273=0,\"Infinito\",(I273+U273+AG273)/(AI273+R273+AJ273))))","v":1.0002705747915432},{"$f":"IF(BG273<1.4,\"1\", IF(BG273<3,\"2\", IF(BG273<9,\"3\", \"4\")))","v":"1"},{"$f":"IF(BG273<1.4,\"ROJO\", IF(BG273<3,\"AMARILLO\", IF(BG273<9,\"VERDE\", \"AZUL\")))","v":"ROJO"},{"$f":"IF(BG273<1.4,\"Déficit\", IF(BG273<3,\"Equilibrio\", IF(BG273<9,\"Disponibilidad\", \"Abundante\")))","v":"Déficit"},{"$f":"I273+U273+AG273","v":171.35052352502623},{"$f":"IF(D273=\"MAR\",AI273+R273,IF(D273=\"Cerrada\",AI273+R273,AI273+R273+AJ273))","v":171.30417293414408},{"$f":"IF(BK273=0,0,IF(BL273=0,\"Infinito\",BK273/BL273))","v":1.0002705747915432},{"$f":"SUM(BC273:BD273)","v":4.6350590882155984E-2}]
[null,null,null,null,null,null,null,null,null,null,null,null,null,null,null,null,null,null,null,null,{"$f":"IF(U275=0,\"\",U275/(SUM($U275:$AG275)))","v":9.7339772728909868E-2},2.8525631781205516E-2,"",0.10132841652430503,"","","","","","","","",0.77280617896557957,1,null,null,null,null,null,{"$f":"IF(U274=0,\"\",U274)","v":9.7339772728909868E-2},2.8525631781205516E-2,"",0.10132841652430503,"","","","","","","","",0.77280617896557957,1]
[2,{"$f":"A275","v":2},"1, 6 y 7",6,null,null,null,{"$f":"C81","v":102.78996248761617},{"$f":"T273+T253","v":191.04246566748452},{"$f":"J81","v":1136.9595314063563},{"$f":"I81","v":40.417203036343551},{"$f":"SUM(H275:K275)","v":1471.2091625978005},{"$f":"H81","v":141.10920006000001},{"$f":"L81","v":16.412975322421211},{"$f":"K81","v":1054.4080352766714},{"$f":"SUM(M275:O275)","v":1211.9302106590926},{"$f":"+P275","v":1211.9302106590926},{"$f":"M81","v":-0.15855764649478826},{"$f":"L275-Q275-R275","v":259.43750958520269},{"$f":"IF(S275<0,0,S275)","v":259.43750958520269},{"$f":"K275+H275","v":143.2071655239597},{"$f":"T273","v":41.967170845400574},{"$f":"W288","v":0},{"$f":"T253","v":149.07529482208395},null,null,null,null,null,null,null,null,{"$f":"J275","v":1136.9595314063563},1471.2091625978005,{"$f":"+Q275","v":1211.9302106590926},{"$f":"(AI283+R283+AJ283)*Y282","v":257.81263441196694},{"$f":"(AI275+R275+AJ275)*U274","v":143.04900054388409},{"$f":"IF(AG275>0,(AI275+R275+AJ275)*AG274,\"\")","v":1135.7038178324319},{"$f":"SUM(AI275:AK275)","v":1612.7918456149437},{"$f":"IF(AN274=\"\",\"\",$AM275*AN274)","v":156.98879171119771},46.005906327742736,"",163.42164389947368,"","","","","","","","",1246.3755036765294,1612.7918456149437,{"$f":"+U275","v":143.2071655239597},{"$f":"IF(D275=\"MAR\",IF((BB275-AJ275)<0,0,BB275-AJ275),IF(D275=\"Cerrada\",IF((BB275-AJ275)<0,0,BB275-AJ275),IF((BB275-AK275)<0,0,BB275-AK275)))","v":0.15816498007561108},{"$f":"IF(AG275=0,\"\",IF(AG275-AL275<0,0,AG275-AL275))","v":1.2557135739243677},{"$f":"IF(D275=\"MAR\",0,IF(D275=\"Cerrada\",0,AJ275))","v":257.81263441196694},{"$f":"IF(T275-BE275<0,0,T275-BE275)","v":1.6248751732357505},{"$f":"IF(D275=\"MAR\",IF(AI275+R275+AJ275=0,\"Infinito\",(I275+U275+AG275)/(AI275+R275)),IF(D275=\"Cerrada\",IF(AI275+R275+AJ275=0,\"Infinito\",(I275+U275+AG275)/(AI275+R275)),IF(AI275+R275+AJ275=0,\"Infinito\",(I275+U275+AG275)/(AI275+R275+AJ275))))","v":1.0011056699415883},{"$f":"IF(BG275<1.4,\"1\", IF(BG275<3,\"2\", IF(BG275<9,\"3\", \"4\")))","v":"1"},{"$f":"IF(BG275<1.4,\"ROJO\", IF(BG275<3,\"AMARILLO\", IF(BG275<9,\"VERDE\", \"AZUL\")))","v":"ROJO"},{"$f":"IF(BG275<1.4,\"Déficit\", IF(BG275<3,\"Equilibrio\", IF(BG275<9,\"Disponibilidad\", \"Abundante\")))","v":"Déficit"},{"$f":"I275+U275+AG275","v":1471.2091625978005},{"$f":"IF(D275=\"MAR\",AI275+R275,IF(D275=\"Cerrada\",AI275+R275,AI275+R275+AJ275))","v":1469.5842874245648},{"$f":"IF(BK275=0,0,IF(BL275=0,\"Infinito\",BK275/BL275))","v":1.0011056699415883},{"$f":"SUM(BC275:BD275)","v":1.4138785539999787}]
[null,null,null,null,null,null,null,null,null,null,null,null,null,null,null,null,null,null,null,null,{"$f":"IF(U277=0,\"\",U277/(SUM($U277:$AG277)))","v":0.34285580145482869},0.45021410300344611,"","","","","","","","","","",0.20693009554172515,0.99999999999999989,null,null,null,null,null,{"$f":"IF(U276=0,\"\",U276)","v":0.34285580145482869},0.45021410300344611,"","","","","","","","","","",0.20693009554172515,0.99999999999999989]
[3,{"$f":"A277","v":3},6,6,null,null,null,{"$f":"C82","v":47.450650360986714},{"$f":"T251-W288","v":439.10225852095755},{"$f":"J82","v":201.82280320000001},{"$f":"I82","v":286.94304313172012},975.31875521366442,{"$f":"H82","v":488.66494495000006},{"$f":"L82","v":0},{"$f":"K82","v":39.229886999999998},527.89483195000003,527.89483195000003,{"$f":"M82","v":0},{"$f":"L277-Q277-R277","v":447.42392326366439},{"$f":"IF(S277<0,0,S277)","v":447.42392326366439},{"$f":"K277+H277","v":334.3936934927068},{"$f":"T251-W275","v":439.10225852095755},null,null,null,null,null,null,null,null,null,null,{"$f":"J277","v":201.82280320000001},{"$f":"SUM(U277:AG277)","v":975.31875521366442},{"$f":"+Q277","v":527.89483195000003},{"$f":"(AI283+R283+AJ283)*X282","v":444.62167610216011},{"$f":"(AI277+R277+AJ277)*U276","v":333.43292679627473},{"$f":"IF(AG277>0,(AI277+R277+AJ277)*AG276,\"\")","v":201.24293392713841},{"$f":"SUM(AI277:AK277)","v":1305.949434848435},{"$f":"IF(AN276=\"\",\"\",$AM277*AN276)","v":447.75234014444078},587.95685337814552,"","","","","","","","","","",270.24024132584861,1305.949434848435,{"$f":"+U277","v":334.3936934927068},{"$f":"IF(D277=\"MAR\",IF((BB277-AJ277)<0,0,BB277-AJ277),IF(D277=\"Cerrada\",IF((BB277-AJ277)<0,0,BB277-AJ277),IF((BB277-AK277)<0,0,BB277-AK277)))","v":0.96076669643207424},{"$f":"IF(AG277=0,\"\",IF(AG277-AL277<0,0,AG277-AL277))","v":0.57986927286160039},{"$f":"IF(D277=\"MAR\",0,IF(D277=\"Cerrada\",0,AJ277))","v":444.62167610216011},{"$f":"IF(T277-BE277<0,0,T277-BE277)","v":2.8022471615042832},{"$f":"IF(D277=\"MAR\",IF(AI277+R277+AJ277=0,\"Infinito\",(I277+U277+AG277)/(AI277+R277)),IF(D277=\"Cerrada\",IF(AI277+R277+AJ277=0,\"Infinito\",(I277+U277+AG277)/(AI277+R277)),IF(AI277+R277+AJ277=0,\"Infinito\",(I277+U277+AG277)/(AI277+R277+AJ277))))","v":1.0028814391717802},{"$f":"IF(BG277<1.4,\"1\", IF(BG277<3,\"2\", IF(BG277<9,\"3\", \"4\")))","v":"1"},{"$f":"IF(BG277<1.4,\"ROJO\", IF(BG277<3,\"AMARILLO\", IF(BG277<9,\"VERDE\", \"AZUL\")))","v":"ROJO"},{"$f":"IF(BG277<1.4,\"Déficit\", IF(BG277<3,\"Equilibrio\", IF(BG277<9,\"Disponibilidad\", \"Abundante\")))","v":"Déficit"},{"$f":"I277+U277+AG277","v":975.31875521366442},{"$f":"IF(D277=\"MAR\",AI277+R277,IF(D277=\"Cerrada\",AI277+R277,AI277+R277+AJ277))","v":972.51650805216013},{"$f":"IF(BK277=0,0,IF(BL277=0,\"Infinito\",BK277/BL277))","v":1.0028814391717802},{"$f":"SUM(BC277:BD277)","v":1.5406359692936746}]
[null,null,null,null,null,null,null,null,null,null,null,null,null,null,null,null,null,null,null,null,{"$f":"IF(U279=0,\"\",U279/(SUM($U279:$AG279)))","v":0.26394740019785556},"","","","","","","","","","","",0.73605259980214433,0.99999999999999989,null,null,null,null,null,{"$f":"IF(U278=0,\"\",U278)","v":0.26394740019785556},"","","","","","","","","","","",0.73605259980214433,0.99999999999999989]
[4,{"$f":"A279","v":4},null,6,null,null,null,{"$f":"C83","v":36.107784902656761},null,{"$f":"J83","v":326.01922100000002},{"$f":"I83","v":80.802237316694729},442.92924321935152,{"$f":"H83","v":384.54324830000007},{"$f":"L83","v":0},{"$f":"K83","v":15.257694600000001},399.80094290000005,399.80094290000005,{"$f":"M83","v":0},{"$f":"L279-Q279-R279","v":43.128300319351467},{"$f":"IF(S279<0,0,S279)","v":43.128300319351467},{"$f":"K279+H279","v":116.91002221935149},null,null,null,null,null,null,null,null,null,null,null,{"$f":"J279","v":326.01922100000002},442.92924321935152,{"$f":"+Q279","v":399.80094290000005},{"$f":"(AI283+R283+AJ283)*W282","v":42.858184773743538},{"$f":"(AI279+R279+AJ279)*U278","v":116.83872592333523},{"$f":"IF(AG279>0,(AI279+R279+AJ279)*AG278,\"\")","v":325.82040175040828},{"$f":"SUM(AI279:AK279)","v":559.4978535970788},{"$f":"IF(AN278=\"\",\"\",$AM279*AN278)","v":147.67800387322936},"","","","","","","","","","","",411.81984972384936,559.49785359707869,{"$f":"+U279","v":116.91002221935149},{"$f":"IF(D279=\"MAR\",IF((BB279-AJ279)<0,0,BB279-AJ279),IF(D279=\"Cerrada\",IF((BB279-AJ279)<0,0,BB279-AJ279),IF((BB279-AK279)<0,0,BB279-AK279)))","v":7.1296296016257088E-2},{"$f":"IF(AG279=0,\"\",IF(AG279-AL279<0,0,AG279-AL279))","v":0.19881924959173602},{"$f":"IF(D279=\"MAR\",0,IF(D279=\"Cerrada\",0,AJ279))","v":42.858184773743538},{"$f":"IF(T279-BE279<0,0,T279-BE279)","v":0.27011554560792916},{"$f":"IF(D279=\"MAR\",IF(AI279+R279+AJ279=0,\"Infinito\",(I279+U279+AG279)/(AI279+R279)),IF(D279=\"Cerrada\",IF(AI279+R279+AJ279=0,\"Infinito\",(I279+U279+AG279)/(AI279+R279)),IF(AI279+R279+AJ279=0,\"Infinito\",(I279+U279+AG279)/(AI279+R279+AJ279))))","v":1.0006102111731603},{"$f":"IF(BG279<1.4,\"1\", IF(BG279<3,\"2\", IF(BG279<9,\"3\", \"4\")))","v":"1"},{"$f":"IF(BG279<1.4,\"ROJO\", IF(BG279<3,\"AMARILLO\", IF(BG279<9,\"VERDE\", \"AZUL\")))","v":"ROJO"},{"$f":"IF(BG279<1.4,\"Déficit\", IF(BG279<3,\"Equilibrio\", IF(BG279<9,\"Disponibilidad\", \"Abundante\")))","v":"Déficit"},{"$f":"IF(I279+U279+AG279<=0,0,I279+U279+AG279)","v":442.92924321935152},{"$f":"IF(D279=\"MAR\",AI279+R279,IF(D279=\"Cerrada\",AI279+R279,AI279+R279+AJ279))","v":442.65912767374357},{"$f":"IF(BK279=0,0,IF(BL279=0,\"Infinito\",BK279/BL279))","v":1.0006102111731603},{"$f":"SUM(BC279:BD279)","v":0.27011554560799311}]
[null,null,null,null,null,null,null,null,null,null,null,null,null,null,null,null,null,null,null,null,{"$f":"IF(U281=0,\"\",U281/(SUM($U281:$AG281)))","v":0.28649023377542721},"","","","","","","","","","","",0.71350976622457274,1,null,null,null,null,null,{"$f":"IF(U280=0,\"\",U280)","v":0.28649023377542721},"","","","","","","","","","","",0.71350976622457274,{"$f":"SUM(AN280:AZ280)","v":1}]
[5,{"$f":"A281","v":5},null,6,null,null,null,{"$f":"C84","v":38.453177055787016},null,{"$f":"J84","v":160.56715747667144},{"$f":"I84","v":26.018151382440596},225.03848591489907,{"$f":"H84","v":129.66214920000002},{"$f":"L84","v":9.3580218519928824},{"$f":"K84","v":8.9206199999999995},147.9407910519929,147.9407910519929,{"$f":"M84","v":-0.65039678461538419},{"$f":"L281-Q281-R281","v":77.748091647521548},{"$f":"IF(S281<0,0,S281)","v":77.748091647521548},{"$f":"K281+H281","v":64.471328438227616},null,null,null,null,null,null,null,null,null,null,null,{"$f":"J281","v":160.56715747667144},225.03848591489907,{"$f":"+Q281","v":147.9407910519929},{"$f":"TRUNC(AK303,2)","v":76.81},{"$f":"(AI281+R281+AJ281)*U280","v":64.202574342826395},{"$f":"IF(AG281>0,(AI281+R281+AJ281)*AG280,\"\")","v":159.8978199245511},{"$f":"SUM(AI281:AK281)","v":288.95336539481929},{"$f":"IF(AN280=\"\",\"\",$AM281*AN280)","v":82.782317202158211},{"$f":"IF(AO280=\"\",\"\",$AM281*AO280)","v":""},"","","","","","","","","","",206.17104819266106,288.95336539481929,{"$f":"+U281","v":64.471328438227616},{"$f":"IF(D281=\"MAR\",IF((BB281-AJ281)<0,0,BB281-AJ281),IF(D281=\"Cerrada\",IF((BB281-AJ281)<0,0,BB281-AJ281),IF((BB281-AK281)<0,0,BB281-AK281)))","v":0.26875409540122064},{"$f":"IF(AG281=0,\"\",IF(AG281-AL281<0,0,AG281-AL281))","v":0.6693375521203393},{"$f":"IF(D281=\"MAR\",0,IF(D281=\"Cerrada\",0,AJ281))","v":76.81},{"$f":"IF(T281-BE281<0,0,T281-BE281)","v":0.93809164752154572},{"$f":"IF(D281=\"MAR\",IF(AI281+R281+AJ281=0,\"Infinito\",(I281+U281+AG281)/(AI281+R281)),IF(D281=\"Cerrada\",IF(AI281+R281+AJ281=0,\"Infinito\",(I281+U281+AG281)/(AI281+R281)),IF(AI281+R281+AJ281=0,\"Infinito\",(I281+U281+AG281)/(AI281+R281+AJ281))))","v":1.0041860330080559},{"$f":"IF(BG281<1.4,\"1\", IF(BG281<3,\"2\", IF(BG281<9,\"3\", \"4\")))","v":"1"},{"$f":"IF(BG281<1.4,\"ROJO\", IF(BG281<3,\"AMARILLO\", IF(BG281<9,\"VERDE\", \"AZUL\")))","v":"ROJO"},{"$f":"IF(BG281<1.4,\"Déficit\", IF(BG281<3,\"Equilibrio\", IF(BG281<9,\"Disponibilidad\", \"Abundante\")))","v":"Déficit"},{"$f":"IF(I281+U281+AG281<=0,0,I281+U281+AG281)","v":225.03848591489907},{"$f":"IF(D281=\"MAR\",AI281+R281,IF(D281=\"Cerrada\",AI281+R281,AI281+R281+AJ281))","v":224.10039426737751},{"$f":"IF(BK281=0,0,IF(BL281=0,\"Infinito\",BK281/BL281))","v":1.0041860330080559},{"$f":"SUM(BC281:BD281)","v":0.93809164752155993}]
[null,null,null,null,null,null,null,null,null,null,null,null,null,null,null,null,null,null,null,null,{"$f":"IF(U283=0,\"\",U283/(SUM($U283:$AG283)))","v":0.23291408159246832},null,2.6649910087216549E-2,0.27647292468180518,{"$f":"IF(Y283=0,0,Y283/(SUM($U283:$AG283)))","v":0.16031205154158973},"","","","","","","",0.30365103209692024,0.99999999999999989,null,null,null,null,null,null,{"$f":"IF(V282=0,\"\",V282)","v":""},2.6649910087216549E-2,0.27647292468180518,0.16031205154158973,"","","","","","","",0.30365103209692024]
[6,{"$f":"A283","v":6},"2, 3, 4 y 5","Pánuco",null,null,null,{"$f":"C85","v":55.106162219798392},{"$f":"T275+T277+T279","v":749.98973316821844},{"$f":"J85","v":491.40702020000003},{"$f":"I85","v":321.82525806084226},1618.3281736488593,{"$f":"H85","v":659.09025469999983},{"$f":"L85","v":0},{"$f":"K85","v":118.882217},777.9724716999998,777.9724716999998,{"$f":"M85","v":0},{"$f":"L283-Q283-R283","v":840.35570194885952},{"$f":"IF(S283<0,0,S283)","v":840.35570194885952},{"$f":"K283+H283","v":376.93142028064062},null,{"$f":"T279","v":43.128300319351467},{"$f":"T277","v":447.42392326366439},{"$f":"T275","v":259.43750958520269},null,null,null,null,null,null,null,{"$f":"J283","v":491.40702020000003},1618.3281736488591,{"$f":"+Q283","v":777.9724716999998},{"$f":"TRUNC(AK304,2)","v":830.22},{"$f":"(AI283+R283+AJ283)*U282","v":374.57067256992701},{"$f":"IF(AG283>0,(AI283+R283+AJ283)*AG282,\"\")","v":488.32930384220208},{"$f":"SUM(AI283:AK283)","v":1982.7631442699267},null,{"$f":"IF(AO282=\"\",\"\",$AM283*AO282)","v":""},52.840459519040323,548.18032544759865,317.86082737896498,"","","","","","","",602.068075161298,{"$f":"SUM(AN283:AZ283)","v":1520.9496875069021},{"$f":"+U283","v":376.93142028064062},{"$f":"BB283-AK283","v":2.3607477107136106},{"$f":"IF(AG283=0,\"\",IF(AG283-AL283<0,0,AG283-AL283))","v":3.0777163577979536},{"$f":"IF(D283=\"MAR\",0,IF(D283=\"Cerrada\",0,AJ283))","v":830.22},{"$f":"IF(T283-BE283<0,0,T283-BE283)","v":10.135701948859491},{"$f":"IF(D283=\"MAR\",IF(AI283+R283+AJ283=0,\"Infinito\",(I283+U283+AG283)/(AI283+R283)),IF(D283=\"Cerrada\",IF(AI283+R283+AJ283=0,\"Infinito\",(I283+U283+AG283)/(AI283+R283)),IF(AI283+R283+AJ283=0,\"Infinito\",(I283+U283+AG283)/(AI283+R283+AJ283))))","v":1.0063025428406247},{"$f":"IF(BG283<1.4,\"1\", IF(BG283<3,\"2\", IF(BG283<9,\"3\", \"4\")))","v":"1"},{"$f":"IF(BG283<1.4,\"ROJO\", IF(BG283<3,\"AMARILLO\", IF(BG283<9,\"VERDE\", \"AZUL\")))","v":"ROJO"},{"$f":"IF(BG283<1.4,\"Déficit\", IF(BG283<3,\"Equilibrio\", IF(BG283<9,\"Disponibilidad\", \"Abundante\")))","v":"Déficit"},{"$f":"IF(I283+U283+AG283<=0,0,I283+U283+AG283)","v":1618.3281736488591},{"$f":"IF(D283=\"MAR\",AI283+R283,IF(D283=\"Cerrada\",AI283+R283,AI283+R283+AJ283))","v":1608.1924716999997},{"$f":"IF(BK283=0,0,IF(BL283=0,\"Infinito\",BK283/BL283))","v":1.0063025428406247},{"$f":"SUM(BC283:BD283)","v":5.4384640685115642}]
[]
[null,null,null,null,null,null,null,null,null,null,null,null,null,null,null,null,null,null,null,null,null,null,null,null,null,null,null,null,null,null,null,null,null,null,null,null,null,"Comprobación  "]
[null,null,null,null,null,null,null,null,null,null,null,null,null,null,null,null,null,null,null,null,null,null,null,null,null,null,null,null,null,null,null,null,null,null,null,"SDxx   ",null,"Tula",null,null,null,null,null,null,null,null,null,null,null,null,null,null,null,{"$f":"SUM(BC273:BD283)","v":9.6475363758169266},"Mm3"]
[null,null,null,null,null,null,null,null,null,null,null,null,null,null,null,null,null,null,null,null,null,null,null,null,null,null,null,null,null,null,null,null,null,null,null,null,null,"Valle de Mexico",null,null,null,null,null,null,null,null,null,null,null,null,null,null,null,{"$f":"BB256","v":1.4262572205639223},"Mm3"]
[null,null,null,null,null,null,null,null,null,null,null,null,null,null,null,null,null,null,null,null,null,null,null,null,null,null,null,null,null,null,null,null,null,null,null,null,null,"R6-Panuco",null,null,null,null,null,null,null,null,null,null,null,null,null,null,null,{"$f":"AJ283+AJ281","v":907.03},"Mm3"]
[null,null,null,null,null,null,null,null,null,null,null,null,null,null,null,null,null,null,null,null,null,null,null,null,null,null,null,null,null,null,null,null,null,null,null,null,null,"Total",null,null,null,null,null,null,null,null,null,null,null,null,null,null,null,{"$f":"BB286+BB287+BB288","v":918.1037935963808},"Mm3","Ab6 =",{"$f":"T283+T281","v":918.10379359638102},"Mm3"]
[]
[]
[]
[]
[]
[]
[]
[]
[]
[]
[]
[]
[null,null,null,null,null,null,null,null,null,null,null,null,null,null,null,null,null,null,null,null,null,null,null,null,null,null,null,null,null,null,null,null,null,"Oferta ",null,"Demanda ","Rxy","Dxy",null,null,888.80399999999997]
[null,null,null,null,null,null,null,null,null,null,null,null,null,null,null,null,null,null,null,null,null,null,null,null,null,null,null,null,null,null,null,null,"Alfajayucan ",{"$f":"N84","v":77.748091647521534},null,null,{"$f":"AH303/$AH$309*$AJ$305","v":76.810876409280667},{"$f":"AH303-AK303","v":0.93721523824086717}]
[null,null,null,null,null,null,null,null,null,null,null,null,null,null,null,null,null,null,null,null,null,null,null,null,null,null,null,null,null,null,null,null,"Tula ",{"$f":"N85","v":840.35570194885929},null,null,{"$f":"AH304/$AH$309*$AJ$305","v":830.22562476343194},{"$f":"AH304-AK304","v":10.130077185427353},{"$f":"AL303+AL304","v":11.067292423668221}]
[null,null,null,null,null,null,null,null,null,null,null,null,null,null,null,null,null,null,null,null,null,null,null,null,null,null,null,null,null,null,null,null,"Río Tecozautla",{"$f":"N13","v":45.71309680184148},null,{"$f":"$BL$155","v":1093.037935702517},{"$f":"AH305/$AH$309*$AJ$305","v":45.162047766398928},{"$f":"AH305-AK305","v":0.55104903544255279}]
[null,null,null,null,null,null,null,null,null,null,null,null,null,null,null,null,null,null,null,null,null,null,null,null,null,null,null,null,null,null,null,null,"San Juan 2",{"$f":"N14","v":66.621896137944319},null,null,{"$f":"AH306/$AH$309*$AJ$305","v":65.818801747614387},{"$f":"AH306-AK306","v":0.80309439032993168}]
[null,null,null,null,null,null,null,null,null,null,null,null,null,null,null,null,null,null,null,null,null,null,null,null,null,null,null,null,null,null,null,null,"Cp + r (30)",{"$f":"U155","v":75.935955842754552},null,null,{"$f":"AH307/$AH$309*$AJ$305","v":75.020585015791184},{"$f":"AH307-AK307","v":0.91537082696336824}]
[]
[null,null,null,null,null,null,null,null,null,null,null,null,null,null,null,null,null,null,null,null,null,null,null,null,null,null,null,null,null,null,null,null,"Total",{"$f":"SUM(AH303:AH308)","v":1106.3747423789212}]
[]
[]
[]
[]
[]
[]
[]
[]
[]
[]
[]
[]
[]
[]
[]
[]
[]
[]
[]
[]
[]
[]
[]
[]
[]
[]
[]
[]
[]
[]
[]
[]
[]
[]
[]
[]
[]
[]
[]
[]
[]
[]
[]
[]
[]
[]
[]
[]
[]
[]
[]
[]
[]
[]
[]
[]
[]
[]
[]
[]
[]
[]
[]
[]
[]
[]
[]
[]
[]
[]
[]
[]
[]
[]
[]
[]
[]
[]
[]
[]
[]
[]
[]
[]
[]
[]
[]
[]
[]
[]
[]
[]
[]
[]
[]
[]
[]
[]
[]
[]
[]
[]
[]
[]
[]
[]
[]
[]
[]
[]
[]
[]
[]
[]
[]
[]
[]
[]
[]
[]
[]
[]
[]
[]
[]
[]
[]
[]
[]
[]
[]
[]
[]
[]
[]
[]
[]
[]
[]
[]
[]
[]
[]
[]
[]
[]
[]
[]
[]
[]
[]
[]
[]
[]
[]
[]
[]
[]
[]
[]
[]
[]
[]
[]
[]
[]
[]
[]
[]
[]
[]
[]
[]
[]
[]
[]
[]
[]
[]
[]
[]
[]
[]
[]
[]
[]
[]
[]
[]
[]
[]
[]
[]
[]
[]
[]
[]
[]
[]
[]
[]
[]
[]
[]
[]
[]
[]
[]
[]
[]
[]
[]
[]
[]
[]
[]
[]
[]
[]
[]
[]
[]
[]
[]
[]
[]
[]
[]
[]
[]
[]
[]
[]
[]
[]
[]
[]
[]
[]
[]
[]
[]
[]
[]
[]
[]
[]
[]
[]
[]
[]
[]
[]
[]
[]
[]
[]
[]
[]
[]
[]
[]
[]
[]
[]
[]
[]
[]
[]
[]
[]
[]
[]
[]
[]
[]
[]
[]
[]
[]
[]
[]
[]
[]
[]
[]
[]
[]
[]
[]
[]
[]
[]
[]
[]
[]
[]
[]
[]
[]
[]
[]
[]
[]
[]
[]
[]
[]
[]
[]
[]
[]
[]
[]
[]
[]
[]
[]
[]
[]
[]
[]
[]
[]
[]
[]
[]
[]
[]
[]
[]
[]
[]
[]
[]
[]
[]
[]
[]
[]
[]
[]
[]
[]
[]
[]
[]
[]
[]
[]
[]
[]
[]
[]
[]
[]
[]
[]
[]
[]
[]
[]
[]
[]
[]
[]
[]
[]
[]
[]
[]
[]
[]
[]
[]
[]
[]
[]
[]
[]
[]
[]
[]
[]
[]
[]
[]
[]
[]
[]
[]
[]
[]
[]
[]
[]
[]
[]
[]
[]
[]
[]
[]
[]
[]
[]
[]
[]
[]
[]
[]
[]
[]
[]
[]
[]
[]
[]
[]
[]
[]
[]
[]
[]
[]
[]
[]
[]
[]
[]
[]
[]
[]
[]
[]
[]
[]
[]
[]
[]
[]
[]
[]
[]
[]
[]
[]
[]
[]
[]
[]
[]
[]
[]
[]
[]
[]
[]
[]
[]
[]
[]
[]
[]
[]
[]
[]
[]
[]
[]
[]
[]
[]
[]
[]
[]
[]
[]
[]
[]
[]
[]
[]
[]
[]
[]
[]
[]
[]
[]
[]
[]
[]
[]
[]
[]
[]
[]
[]
[]
[]
[]
[]
[]
[]
[]
[]
[]
[]
[]
[]
[]
[]
[]
[]
[]
[]
[]
[]
[]
[]
[]
[]
[]
[]
[]
[]
[]
[]
[]
[]
[]
[]
[]
[]
[]
[]
[]
[]
[]
[]
[]
[]
[]
[]
[]
[]
[]
[]
[]
[]
[]
[]
[]
[]
[]
[]
[]
[]
[]
[]
[]
[]
[]
[]
[]
[]
[]
[]
[]
[]
[]
[]
[]
[]
[]
[]
[]
[]
[]
[]
[]
[]
[]
[]
[]
[]
[]
[]
[]
[]
[]
[]
[]
[]
[]
[]
[]
[]
[]
[]
[]
[]
[]
[]
[]
[]
[]
[]
[]
[]
[]
[]
[]
[]
[]
[]
[]
[]
[]
[]
[]
[]
[]
[]
[]
[]
[]
[]
[]
[]
[]
[]
[]
[]
[]
[]
[]
[]
[]
[]
[]
[]
[]
[]
[]
[]
[]
[]
[]
[]
[]
[]
[]
[]
[]
[]
[]
[]
[]
[]
[]
[]
[]
[]
[]
[]
[]
[]
[]
[]
[]
[]
[]
[]
[]
[]
[]
[]
[]
[]
[]
[]
[]
[]
[]
[]
[]
[]
[]
[]
[]
[]
[]
[]
[]
[]
[]
[]
[]
[]
[]
[]
[]
[]
[]
[]
[]
[]
[]
[]
[]
[]
[]
[]
[]
[]
[]
[]
[]
[]
[]
[]
[]
[]
[]
[]
[]
[]
[]
[]
[]
[]
[]
[]
[]
[]
[]
[]
[]
[]
[]
[]
[]
[]
[]
[]
[]
[]
[]
[]
[]
[]
[]
[]
[]
[]
[]
[]
[]
[]
[]
[]
[]
[]
[]
[]
[]
[]
[]
[]
[]
[]
[]
[]
[]
[]
[]
[]
[]
[]
[]
[]
[]
[]
[]
[]
[]
[]
[]
[]
[]
[]
[]
[]
[]
[]
[]
[]
[]
[]
[]
[]
[]
[]
[]
[]
[]
[]
[]
[]
[]
[]
[]
[]
[]
[]
[]
[]
[]
[]
[]
[]
[]
[]
[]
[]
[]
[]
[]
[]
[]
[]
[]
[]
[]
[]
[]
[]
[]
[]
[]
[]
[]
[]
[]
[]
[]
[]
[]
[]
[]
[]
[]
[]
[]
[]
[]
[]
[]
[]
[]
[]
[]
[]
[]
[]
[]
[]
[]
[]
[]
[]
[]
[]
[]
[]
[]
[]
[]
[]
[]
[]
[]
[]
[]
[]
[]
[]
[]
[]
[]
[]
[]
[]
[]
[]
[]
[]
[]
[]
[]
[]
[]
[]
[]
[]
[]
[]
[]
[]
[]
[]
[]
[]
[]
[]
[]
[]
[]
[]
[]
[]
[]
[]
[]
[]
[]
[]
[]
[]
[]
[]
[]
[]
[]
[]
[]
[]
[]
[]
[]
[]
[]
[]
[]
[]
[]
[]
[]
[]
[]
[]
[]
[]
[]
[]
[]
[]
[]
[]
[]
[]
[]
[]
[]
[]
[]
[]
[]
[]
[]
[]
[]
[]
[]
[]
[]
[]
[]
[]
[]
[]
[]
[]
[]
[]
[]
[]
[]
[]
[]
[]
[]
[]
[]
[]
[]
[]
[]
[]
[]
[]
[]
[]
[]
[]
[]
[]
[]
[]
[]
[]
[]
[]
[]
[]
[]
[]
[]
[]
[]
[]
[]
[]
[]
[]
[]
[]
[]
[]
[]
[]
[]
[]
[]
[]
[]
[]
[]
[]
[]
[]
[]
[]
[]
[]
[]
[]
[]
[]
[]
[]
[]
[]
[]
[]
[]
[]
[]
[]
[]
[]
[]
[]
[]
[]
[]
[]
[]
[]
[]
[]
[]
[]
[]
[]
[]
[]
[]
[]
[]
[]
[]
[]
[]
[]
[]
[]
[]
[]
[]
[]
[]
[]
[]
[]
[]
[]
[]
[]
[]
[]
[]
[]
[]
[]
[]
[]
[]
[]
[]
[]
[]
[]
[]
[]
[]
[]
[]
[]
[]
[]
[]
[]
[]
[]
[]
[]
[]
[]
[]
[]
[]
[]
[]
[]
[]
[]
[]
[]
[]
[]
[]
[]
[]
[]
[]
[]
[]
[]
[]
[]
[]
[]
[]
[]
[]
[]
[]
[]
[]
[]
[]
[]
[]
[]
[]
[]
[]
[]
[]
[]
[]
[]
[]
[]
[]
[]
[]
[]
[]
[]
[]
[]
[]
[]
[]
[]
[]
[]
[]
[]
[]
[]
[]
[]
[]
[]
[]
[]
[]
[]
[]
[]
[]
[]
[]
[]
[]
[]
[]
[]
[]
[]
[]
[]
[]
[]
[]
[]
[]
[]
[]
[]
[]
[]
[]
[]
[]
[]
[]
[]
[]
[]
[]
[]
[]
[]
[]
[]
[]
[]
[]
[]
[]
[]
[]
[]
[]
[]
[]
[]
[]
[]
[]
[]
[]
[]
[]
[]
[]
[]
[]
[]
[]
[]
[]
[]
[]
[]
[]
[]
[]
[]
[]
[]
[]
[]
[]
[]
[]
[]
[]
[]
[]
[]
[]
[]
[]
[]
[]
[]
[]
[]
[]
[]
[]
[]
[]
[]
[]
[]
[]
[]
[]
[]
[]
[]
[]
[]
[]
[]
[]
[]
[]
[]
[]
[]
[]
[]
[]
[]
[]
[]
[]
[]
[]
[]
[]
[]
[]
[]
[]
[]
[]
[]
[]
[]
[]
[]
[]
[]
[]
[]
[]
[]
[]
[]
[]
[]
[]
[]
[]
[]
[]
[]
[]
[]
[]
[]
[]
[]
[]
[]
[]
[]
[]
[]
[]
[]
[]
[]
[]
[]
[]
[]
[]
[]
[]
[]
[]
[]
[]
[]
[]
[]
[]
[]
[]
[]
[]
[]
[]
[]
[]
[]
[]
[]
[]
[]
[]
[]
[]
[]
[]
[]
[]
[]
[]
[]
[]
[]
[]
[]
[]
[]
[]
[]
[]
[]
[]
[]
[]
[]
[]
[]
[]
[]
[]
[]
[]
[]
[]
[]
[]
[]
[]
[]
[]
[]
[]
[]
[]
[]
[]
[]
[]
[]
[]
[]
[]
[]
[]
[]
[]
[]
[]
[]
[]
[]
[]
[]
[]
[]
[]
[]
[]
[]
[]
[]
[]
[]
[]
[]
[]
[]
[]
[]
[]
[]
[]
[]
[]
[]
[]
[]
[]
[]
[]
[]
[]
[]
[]
[]
[]
[]
[]
[]
[]
[]
[]
[]
[]
[]
[]
[]
[]
[]
[]
[]
[]
[]
[]
[]
[]
[]
[]
[]
[]
[]
[]
[]
[]
[]
[]
[]
[]
[]
[]
[]
[]
[]
[]
[]
[]
[]
[]
[]
[]
[]
[]
[]
[]
[]
[]
[]
[]
[]
[]
[]
[]
[]
[]
[]
[]
[]
[]
[]
[]
[]
[]
[]
[]
[]
[]
[]
[]
[]
[]
[]
[]
[]
[]
[]
[]
[]
[]
[]
[]
[]
[]
[]
[]
[]
[]
[]
[]
[]
[]
[]
[]
[]
[]
[]
[]
[]
[]
[]
[]
[]
[]
[]
[]
[]
[]
[]
[]
[]
[]
[]
[]
[]
[]
[]
[]
[]
[]
[]
[]
[]
[]
[]
[]
[]
[]
[]
[]
[]
[]
[]
[]
[]
[]
[]
[]
[]
[]
[]
[]
[]
[]
[]
[]
[]
[]
[]
[]
[]
[]
[]
[]
[]
[]
[]
[]
[]
[]
[]
[]
[]
[]
[]
[]
[]
[]
[]
[]
[]
[]
[]
[]
[]
[]
[]
[]
[]
[]
[]
[]
[]
[]
[]
[]
[]
[]
[]
[]
[]
[]
[]
[]
[]
[]
[]
[]
[]
[]
[]
[]
[]
[]
[]
[]
[]
[]
[]
[]
[]
[]
[]
[]
[]
[]
[]
[]
[]
[]
[]
[]
[]
[]
[]
[]
[]
[]
[]
[]
[]
[]
[]
[]
[]
[]
[]
[]
[]
[]
[]
[]
[]
[]
[]
[]
[]
[]
[]
[]
[]
[]
[]
[]
[]
[]
[]
[]
[]
[]
[]
[]
[]
[]
[]
[]
[]
[]
[]
[]
[]
[]
[]
[]
[]
[]
[]
[]
[]
[]
[]
[]
[]
[]
[]
[]
[]
[]
[]
[]
[]
[]
[]
[]
[]
[]
[]
[]
[]
[]
[]
[]
[]
[]
[]
[]
[]
[]
[]
[]
[]
[]
[]
[]
[]
[]
[]
[]
[]
[]
[]
[]
[]
[]
[]
[]
[]
[]
[]
[]
[]
[]
[]
[]
[]
[]
[]
[]
[]
[]
[]
[]
[]
[]
[]
[]
[]
[]
[]
[]
[]
[]
[]
[]
[]
[]
[]
[]
[]
[]
[]
[]
[]
[]
[]
[]
[]
[]
[]
[]
[]
[]
[]
[]
[]
[]
[]
[]
[]
[]
[]
[]
[]
[]
[]
[]
[]
[]
[]
[]
[]
[]
[]
[]
[]
[]
[]
[]
[]
[]
[]
[]
[]
[]
[]
[]
[]
[]
[]
[]
[]
[]
[]
[]
[]
[]
[]
[]
[]
[]
[]
[]
[]
[]
[]
[]
[]
[]
[]
[]
[]
[]
[]
[]
[]
[]
[]
[]
[]
[]
[]
[]
[]
[]
[]
[]
[]
[]
[]
[]
[]
[]
[]
[]
[]
[]
[]
[]
[]
[]
[]
[]
[]
[]
[]
[]
[]
[]
[]
[]
[]
[]
[]
[]
[]
[]
[]
[]
[]
[]
[]
[]
[]
[]
[]
[]
[]
[]
[]
[]
[]
[]
[]
[]
[]
[]
[]
[]
[]
[]
[]
[]
[]
[]
[]
[]
[]
[]
[]
[]
[]
[]
[]
[]
[]
[]
[]
[]
[]
[]
[]
[]
[]
[]
[]
[]
[]
[]
[]
[]
[]
[]
[]
[]
[]
[]
[]
[]
[]
[]
[]
[]
[]
[]
[]
[]
[]
[]
[]
[]
[]
[]
[]
[]
[]
[]
[]
[]
[]
[]
[]
[]
[]
[]
[]
[]
[]
[]
[]
[]
[]
[]
[]
[]
[]
[]
[]
[]
[]
[]
[]
[]
[]
[]
[]
[]
[]
[]
[]
[]
[]
[]
[]
[]
[]
[]
[]
[]
[]
[]
[]
[]
[]
[]
[]
[]
[]
[]
[]
[]
[]
[]
[]
[]
[]
[]
[]
[]
[]
[]
[]
[]
[]
[]
[]
[]
[]
[]
[]
[]
[]
[]
[]
[]
[]
[]
[]
[]
[]
[]
[]
[]
[]
[]
[]
[]
[]
[]
[]
[]
[]
[]
[]
[]
[]
[]
[]
[]
[]
[]
[]
[]
[]
[]
[]
[]
[]
[]
[]
[]
[]
[]
[]
[]
[]
[]
[]
[]
[]
[]
[]
[]
[]
[]
[]
[]
[]
[]
[]
[]
[]
[]
[]
[]
[]
[]
[]
[]
[]
[]
[]
[]
[]
[]
[]
[]
[]
[]
[]
[]
[]
[]
[]
[]
[]
[]
[]
[]
[]
[]
[]
[]
[]
[]
[]
[]
[]
[]
[]
[]
[]
[]
[]
[]
[]
[]
[]
[]
[]
[]
[]
[]
[]
[]
[]
[]
[]
[]
[]
[]
[]
[]
[]
[]
[]
[]
[]
[]
[]
[]
[]
[]
[]
[]
[]
[]
[]
[]
[]
[]
[]
[]
[]
[]
[]
[]
[]
[]
[]
[]
[]
[]
[]
[]
[]
[]
[]
[]
[]
[]
[]
[]
[]
[]
[]
[]
[]
[]
[]
[]
[]
[]
[]
[]
[]
[]
[]
[]
[]
[]
[]
[]
[]
[]
[]
[]
[]
[]
[]
[]
[]
[]
[]
[]
[]
[]
[]
[]
[]
[]
[]
[]
[]
[]
[]
[]
[]
[]
[]
[]
[]
[]
[]
[]
[]
[]
[]
[]
[]
[]
[]
[]
[]
[]
[]
[]
[]
[]
[]
[]
[]
[]
[]
[]
[]
[]
[]
[]
[]
[]
[]
[]
[]
[]
[]
[]
[]
[]
[]
[]
[]
[]
[]
[]
[]
[]
[]
[]
[]
[]
[]
[]
[]
[]
[]
[]
[]
[]
[]
[]
[]
[]
[]
[]
[]
[]
[]
[]
[]
[]
[]
[]
[]
[]
[]
[]
[]
[]
[]
[]
[]
[]
[]
[]
[]
[]
[]
[]
[]
[]
[]
[]
[]
[]
[]
[]
[]
[]
[]
[]
[]
[]
[]
[]
[]
[]
[]
[]
[]
[]
[]
[]
[]
[]
[]
[]
[]
[]
[]
[]
[]
[]
[]
[]
[]
[]
[]
[]
[]
[]
[]
[]
[]
[]
[]
[]
[]
[]
[]
[]
[]
[]
[]
[]
[]
[]
[]
[]
[]
[]
[]
[]
[]
[]
[]
[]
[]
[]
[]
[]
[]
[]
[]
[]
[]
[]
[]
[]
[]
[]
[]
[]
[]
[]
[]
[]
[]
[]
[]
[]
[]
[]
[]
[]
[]
[]
[]
[]
[]
[]
[]
[]
[]
[]
[]
[]
[]
[]
[]
[]
[]
[]
[]
[]
[]
[]
[]
[]
[]
[]
[]
[]
[]
[]
[]
[]
[]
[]
[]
[]
[]
[]
[]
[]
[]
[]
[]
[]
[]
[]
[]
[]
[]
[]
[]
[]
[]
[]
[]
[]
[]
[]
[]
[]
[]
[]
[]
[]
[]
[]
[]
[]
[]
[]
[]
[]
[]
[]
[]
[]
[]
[]
[]
[]
[]
[]
[]
[]
[]
[]
[]
[]
[]
[]
[]
[]
[]
[]
[]
[]
[]
[]
[]
[]
[]
[]
[]
[]
[]
[]
[]
[]
[]
[]
[]
[]
[]
[]
[]
[]
[]
[]
[]
[]
[]
[]
[]
[]
[]
[]
[]
[]
[]
[]
[]
[]
[]
[]
[]
[]
[]
[]
[]
[]
[]
[]
[]
[]
[]
[]
[]
[]
[]
[]
[]
[]
[]
[]
[]
[]
[]
[]
[]
[]
[]
[]
[]
[]
[]
[]
[]
[]
[]
[]
[]
[]
[]
[]
[]
[]
[]
[]
[]
[]
[]
[]
[]
[]
[]
[]
[]
[]
[]
[]
[]
[]
[]
[]
[]
[]
[]
[]
[]
[]
[]
[]
[]
[]
[]
[]
[]
[]
[]
[]
[]
[]
[]
[]
[]
[]
[]
[]
[]
[]
[]
[]
[]
[]
[]
[]
[]
[]
[]
[]
[]
[]
[]
[]
[]
[]
[]
[]
[]
[]
[]
[]
[]
[]
[]
[]
[]
[]
[]
[]
[]
[]
[]
[]
[]
[]
[]
[]
[]
[]
[]
[]
[]
[]
[]
[]
[]
[]
[]
[]
[]
[]
[]
[]
[]
[]
[]
[]
[]
[]
[]
[]
[]
[]
[]
[]
[]
[]
[]
[]
[]
[]
[]
[]
[]
[]
[]
[]
[]
[]
[]
[]
[]
[]
[]
[]
[]
[]
[]
[]
[]
[]
[]
[]
[]
[]
[]
[]
[]
[]
[]
[]
[]
[]
[]
[]
[]
[]
[]
[]
[]
[]
[]
[]
[]
[]
[]
[]
[]
[]
[]
[]
[]
[]
[]
[]
[]
[]
[]
[]
[]
[]
[]
[]
[]
[]
[]
[]
[]
[]
[]
[]
[]
[]
[]
[]
[]
[]
[]
[]
[]
[]
[]
[]
[]
[]
[]
[]
[]
[]
[]
[]
[]
[]
[]
[]
[]
[]
[]
[]
[]
[]
[]
[]
[]
[]
[]
[]
[]
[]
[]
[]
[]
[]
[]
[]
[]
[]
[]
[]
[]
[]
[]
[]
[]
[]
[]
[]
[]
[]
[]
[]
[]
[]
[]
[]
[]
[]
[]
[]
[]
[]
[]
[]
[]
[]
[]
[]
[]
[]
[]
[]
[]
[]
[]
[]
[]
[]
[]
[]
[]
[]
[]
[]
[]
[]
[]
[]
[]
[]
[]
[]
[]
[]
[]
[]
[]
[]
[]
[]
[]
[]
[]
[]
[]
[]
[]
[]
[]
[]
[]
[]
[]
[]
[]
[]
[]
[]
[]
[]
[]
[]
[]
[]
[]
[]
[]
[]
[]
[]
[]
[]
[]
[]
[]
[]
[]
[]
[]
[]
[]
[]
[]
[]
[]
[]
[]
[]
[]
[]
[]
[]
[]
[]
[]
[]
[]
[]
[]
[]
[]
[]
[]
[]
[]
[]
[]
[]
[]
[]
[]
[]
[]
[]
[]
[]
[]
[]
[]
[]
[]
[]
[]
[]
[]
[]
[]
[]
[]
[]
[]
[]
[]
[]
[]
[]
[]
[]
[]
[]
[]
[]
[]
[]
[]
[]
[]
[]
[]
[]
[]
[]
[]
[]
[]
[]
[]
[]
[]
[]
[]
[]
[]
[]
[]
[]
[]
[]
[]
[]
[]
[]
[]
[]
[]
[]
[]
[]
[]
[]
[]
[]
[]
[]
[]
[]
[]
[]
[]
[]
[]
[]
[]
[]
[]
[]
[]
[]
[]
[]
[]
[]
[]
[]
[]
[]
[]
[]
[]
[]
[]
[]
[]
[]
[]
[]
[]
[]
[]
[]
[]
[]
[]
[]
[]
[]
[]
[]
[]
[]
[]
[]
[]
[]
[]
[]
[]
[]
[]
[]
[]
[]
[]
[]
[]
[]
[]
[]
[]
[]
[]
[]
[]
[]
[]
[]
[]
[]
[]
[]
[]
[]
[]
[]
[]
[]
[]
[]
[]
[]
[]
[]
[]
[]
[]
[]
[]
[]
[]
[]
[]
[]
[]
[]
[]
[]
[]
[]
[]
[]
[]
[]
[]
[]
[]
[]
[]
[]
[]
[]
[]
[]
[]
[]
[]
[]
[]
[]
[]
[]
[]
[]
[]
[]
[]
[]
[]
[]
[]
[]
[]
[]
[]
[]
[]
[]
[]
[]
[]
[]
[]
[]
[]
[]
[]
[]
[]
[]
[]
[]
[]
[]
[]
[]
[]
[]
[]
[]
[]
[]
[]
[]
[]
[]
[]
[]
[]
[]
[]
[]
[]
[]
[]
[]
[]
[]
[]
[]
[]
[]
[]
[]
[]
[]
[]
[]
[]
[]
[]
[]
[]
[]
[]
[]
[]
[]
[]
[]
[]
[]
[]
[]
[]
[]
[]
[]
[]
[]
[]
[]
[]
[]
[]
[]
[]
[]
[]
[]
[]
[]
[]
[]
[]
[]
[]
[]
[]
[]
[]
[]
[]
[]
[]
[]
[]
[]
[]
[]
[]
[]
[]
[]
[]
[]
[]
[]
[]
[]
[]
[]
[]
[]
[]
[]
[]
[]
[]
[]
[]
[]
[]
[]
[]
[]
[]
[]
[]
[]
[]
[]
[]
[]
[]
[]
[]
[]
[]
[]
[]
[]
[]
[]
[]
[]
[]
[]
[]
[]
[]
[]
[]
[]
[]
[]
[]
[]
[]
[]
[]
[]
[]
[]
[]
[]
[]
[]
[]
[]
[]
[]
[]
[]
[]
[]
[]
[]
[]
[]
[]
[]
[]
[]
[]
[]
[]
[]
[]
[]
[]
[]
[]
[]
[]
[]
[]
[]
[]
[]
[]
[]
[]
[]
[]
[]
[]
[]
[]
[]
[]
[]
[]
[]
[]
[]
[]
[]
[]
[]
[]
[]
[]
[]
[]
[]
[]
[]
[]
[]
[]
[]
[]
[]
[]
[]
[]
[]
[]
[]
[]
[]
[]
[]
[]
[]
[]
[]
[]
[]
[]
[]
[]
[]
[]
[]
[]
[]
[]
[]
[]
[]
[]
[]
[]
[]
[]
[]
[]
[]
[]
[]
[]
[]
[]
[]
[]
[]
[]
[]
[]
[]
[]
[]
[]
[]
[]
[]
[]
[]
[]
[]
[]
[]
[]
[]
[]
[]
[]
[]
[]
[]
[]
[]
[]
[]
[]
[]
[]
[]
[]
[]
[]
[]
[]
[]
[]
[]
[]
[]
[]
[]
[]
[]
[]
[]
[]
[]
[]
[]
[]
[]
[]
[]
[]
[]
[]
[]
[]
[]
[]
[]
[]
[]
[]
[]
[]
[]
[]
[]
[]
[]
[]
[]
[]
[]
[]
[]
[]
[]
[]
[]
[]
[]
[]
[]
[]
[]
[]
[]
[]
[]
[]
[]
[]
[]
[]
[]
[]
[]
[]
[]
[]
[]
[]
[]
[]
[]
[]
[]
[]
[]
[]
[]
[]
[]
[]
[]
[]
[]
[]
[]
[]
[]
[]
[]
[]
[]
[]
[]
[]
[]
[]
[]
[]
[]
[]
[]
[]
[]
[]
[]
[]
[]
[]
[]
[]
[]
[]
[]
[]
[]
[]
[]
[]
[]
[]
[]
[]
[]
[]
[]
[]
[]
[]
[]
[]
[]
[]
[]
[]
[]
[]
[]
[]
[]
[]
[]
[]
[]
[]
[]
[]
[]
[]
[]
[]
[]
[]
[]
[]
[]
[]
[]
[]
[]
[]
[]
[]
[]
[]
[]
[]
[]
[]
[]
[]
[]
[]
[]
[]
[]
[]
[]
[]
[]
[]
[]
[]
[]
[]
[]
[]
[]
[]
[]
[]
[]
[]
[]
[]
[]
[]
[]
[]
[]
[]
[]
[]
[]
[]
[]
[]
[]
[]
[]
[]
[]
[]
[]
[]
[]
[]
[]
[]
[]
[]
[]
[]
[]
[]
[]
[]
[]
[]
[]
[]
[]
[]
[]
[]
[]
[]
[]
[]
[]
[]
[]
[]
[]
[]
[]
[]
[]
[]
[]
[]
[]
[]
[]
[]
[]
[]
[]
[]
[]
[]
[]
[]
[]
[]
[]
[]
[]
[]
[]
[]
[]
[]
[]
[]
[]
[]
[]
[]
[]
[]
[]
[]
[]
[]
[]
[]
[]
[]
[]
[]
[]
[]
[]
[]
[]
[]
[]
[]
[]
[]
[]
[]
[]
[]
[]
[]
[]
[]
[]
[]
[]
[]
[]
[]
[]
[]
[]
[]
[]
[]
[]
[]
[]
[]
[]
[]
[]
[]
[]
[]
[]
[]
[]
[]
[]
[]
[]
[]
[]
[]
[]
[]
[]
[]
[]
[]
[]
[]
[]
[]
[]
[]
[]
[]
[]
[]
[]
[]
[]
[]
[]
[]
[]
[]
[]
[]
[]
[]
[]
[]
[]
[]
[]
[]
[]
[]
[]
[]
[]
[]
[]
[]
[]
[]
[]
[]
[]
[]
[]
[]
[]
[]
[]
[]
[]
[]
[]
[]
[]
[]
[]
[]
[]
[]
[]
[]
[]
[]
[]
[]
[]
[]
[]
[]
[]
[]
[]
[]
[]
[]
[]
[]
[]
[]
[]
[]
[]
[]
[]
[]
[]
[]
[]
[]
[]
[]
[]
[]
[]
[]
[]
[]
[]
[]
[]
[]
[]
[]
[]
[]
[]
[]
[]
[]
[]
[]
[]
[]
[]
[]
[]
[]
[]
[]
[]
[]
[]
[]
[]
[]
[]
[]
[]
[]
[]
[]
[]
[]
[]
[]
[]
[]
[]
[]
[]
[]
[]
[]
[]
[]
[]
[]
[]
[]
[]
[]
[]
[]
[]
[]
[]
[]
[]
[]
[]
[]
[]
[]
[]
[]
[]
[]
[]
[]
[]
[]
[]
[]
[]
[]
[]
[]
[]
[]
[]
[]
[]
[]
[]
[]
[]
[]
[]
[]
[]
[]
[]
[]
[]
[]
[]
[]
[]
[]
[]
[]
[]
[]
[]
[]
[]
[]
[]
[]
[]
[]
[]
[]
[]
[]
[]
[]
[]
[]
[]
[]
[]
[]
[]
[]
[]
[]
[]
[]
[]
[]
[]
[]
[]
[]
[]
[]
[]
[]
[]
[]
[]
[]
[]
[]
[]
[]
[]
[]
[]
[]
[]
[]
[]
[]
[]
[]
[]
[]
[]
[]
[]
[]
[]
[]
[]
[]
[]
[]
[]
[]
[]
[]
[]
[]
[]
[]
[]
[]
[]
[]
[]
[]
[]
[]
[]
[]
[]
[]
[]
[]
[]
[]
[]
[]
[]
[]
[]
[]
[]
[]
[]
[]
[]
[]
[]
[]
[]
[]
[]
[]
[]
[]
[]
[]
[]
[]
[]
[]
[]
[]
[]
[]
[]
[]
[]
[]
[]
[]
[]
[]
[]
[]
[]
[]
[]
[]
[]
[]
[]
[]
[]
[]
[]
[]
[]
[]
[]
[]
[]
[]
[]
[]
[]
[]
[]
[]
[]
[]
[]
[]
[]
[]
[]
[]
[]
[]
[]
[]
[]
[]
[]
[]
[]
[]
[]
[]
[]
[]
[]
[]
[]
[]
[]
[]
[]
[]
[]
[]
[]
[]
[]
[]
[]
[]
[]
[]
[]
[]
[]
[]
[]
[]
[]
[]
[]
[]
[]
[]
[]
[]
[]
[]
[]
[]
[]
[]
[]
[]
[]
[]
[]
[]
[]
[]
[]
[]
[]
[]
[]
[]
[]
[]
[]
[]
[]
[]
[]
[]
[]
[]
[]
[]
[]
[]
[]
[]
[]
[]
[]
[]
[]
[]
[]
[]
[]
[]
[]
[]
[]
[]
[]
[]
[]
[]
[]
[]
[]
[]
[]
[]
[]
[]
[]
[]
[]
[]
[]
[]
[]
[]
[]
[]
[]
[]
[]
[]
[]
[]
[]
[]
[]
[]
[]
[]
[]
[]
[]
[]
[]
[]
[]
[]
[]
[]
[]
[]
[]
[]
[]
[]
[]
[]
[]
[]
[]
[]
[]
[]
[]
[]
[]
[]
[]
[]
[]
[]
[]
[]
[]
[]
[]
[]
[]
[]
[]
[]
[]
[]
[]
[]
[]
[]
[]
[]
[]
[]
[]
[]
[]
[]
[]
[]
[]
[]
[]
[]
[]
[]
[]
[]
[]
[]
[]
[]
[]
[]
[]
[]
[]
[]
[]
[]
[]
[]
[]
[]
[]
[]
[]
[]
[]
[]
[]
[]
[]
[]
[]
[]
[]
[]
[]
[]
[]
[]
[]
[]
[]
[]
[]
[]
[]
[]
[]
[]
[]
[]
[]
[]
[]
[]
[]
[]
[]
[]
[]
[]
[]
[]
[]
[]
[]
[]
[]
[]
[]
[]
[]
[]
[]
[]
[]
[]
[]
[]
[]
[]
[]
[]
[]
[]
[]
[]
[]
[]
[]
[]
[]
[]
[]
[]
[]
[]
[]
[]
[]
[]
[]
[]
[]
[]
[]
[]
[]
[]
[]
[]
[]
[]
[]
[]
[]
[]
[]
[]
[]
[]
[]
[]
[]
[]
[]
[]
[]
[]
[]
[]
[]
[]
[]
[]
[]
[]
[]
[]
[]
[]
[]
[]
[]
[]
[]
[]
[]
[]
[]
[]
[]
[]
[]
[]
[]
[]
[]
[]
[]
[]
[]
[]
[]
[]
[]
[]
[]
[]
[]
[]
[]
[]
[]
[]
[]
[]
[]
[]
[]
[]
[]
[]
[]
[]
[]
[]
[]
[]
[]
[]
[]
[]
[]
[]
[]
[]
[]
[]
[]
[]
[]
[]
[]
[]
[]
[]
[]
[]
[]
[]
[]
[]
[]
[]
[]
[]
[]
[]
[]
[]
[]
[]
[]
[]
[]
[]
[]
[]
[]
[]
[]
[]
[]
[]
[]
[]
[]
[]
[]
[]
[]
[]
[]
[]
[]
[]
[]
[]
[]
[]
[]
[]
[]
[]
[]
[]
[]
[]
[]
[]
[]
[]
[]
[]
[]
[]
[]
[]
[]
[]
[]
[]
[]
[]
[]
[]
[]
[]
[]
[]
[]
[]
[]
[]
[]
[]
[]
[]
[]
[]
[]
[]
[]
[]
[]
[]
[]
[]
[]
[]
[]
[]
[]
[]
[]
[]
[]
[]
[]
[]
[]
[]
[]
[]
[]
[]
[]
[]
[]
[]
[]
[]
[]
[]
[]
[]
[]
[]
[]
[]
[]
[]
[]
[]
[]
[]
[]
[]
[]
[]
[]
[]
[]
[]
[]
[]
[]
[]
[]
[]
[]
[]
[]
[]
[]
[]
[]
[]
[]
[]
[]
[]
[]
[]
[]
[]
[]
[]
[]
[]
[]
[]
[]
[]
[]
[]
[]
[]
[]
[]
[]
[]
[]
[]
[]
[]
[]
[]
[]
[]
[]
[]
[]
[]
[]
[]
[]
[]
[]
[]
[]
[]
[]
[]
[]
[]
[]
[]
[]
[]
[]
[]
[]
[]
[]
[]
[]
[]
[]
[]
[]
[]
[]
[]
[]
[]
[]
[]
[]
[]
[]
[]
[]
[]
[]
[]
[]
[]
[]
[]
[]
[]
[]
[]
[]
[]
[]
[]
[]
[]
[]
[]
[]
[]
[]
[]
[]
[]
[]
[]
[]
[]
[]
[]
[]
[]
[]
[]
[]
[]
[]
[]
[]
[]
[]
[]
[]
[]
[]
[]
[]
[]
[]
[]
[]
[]
[]
[]
[]
[]
[]
[]
[]
[]
[]
[]
[]
[]
[]
[]
[]
[]
[]
[]
[]
[]
[]
[]
[]
[]
[]
[]
[]
[]
[]
[]
[]
[]
[]
[]
[]
[]
[]
[]
[]
[]
[]
[]
[]
[]
[]
[]
[]
[]
[]
[]
[]
[]
[]
[]
[]
[]
[]
[]
[]
[]
[]
[]
[]
[]
[]
[]
[]
[]
[]
[]
[]
[]
[]
[]
[]
[]
[]
[]
[]
[]
[]
[]
[]
[]
[]
[]
[]
[]
[]
[]
[]
[]
[]
[]
[]
[]
[]
[]
[]
[]
[]
[]
[]
[]
[]
[]
[]
[]
[]
[]
[]
[]
[]
[]
[]
[]
[]
[]
[]
[]
[]
[]
[]
[]
[]
[]
[]
[]
[]
[]
[]
[]
[]
[]
[]
[]
[]
[]
[]
[]
[]
[]
[]
[]
[]
[]
[]
[]
[]
[]
[]
[]
[]
[]
[]
[]
[]
[]
[]
[]
[]
[]
[]
[]
[]
[]
[]
[]
[]
[]
[]
[]
[]
[]
[]
[]
[]
[]
[]
[]
[]
[]
[]
[]
[]
[]
[]
[]
[]
[]
[]
[]
[]
[]
[]
[]
[]
[]
[]
[]
[]
[]
[]
[]
[]
[]
[]
[]
[]
[]
[]
[]
[]
[]
[]
[]
[]
[]
[]
[]
[]
[]
[]
[]
[]
[]
[]
[]
[]
[]
[]
[]
[]
[]
[]
[]
[]
[]
[]
[]
[]
[]
[]
[]
[]
[]
[]
[]
[]
[]
[]
[]
[]
[]
[]
[]
[]
[]
[]
[]
[]
[]
[]
[]
[]
[]
[]
[]
[]
[]
[]
[]
[]
[]
[]
[]
[]
[]
[]
[]
[]
[]
[]
[]
[]
[]
[]
[]
[]
[]
[]
[]
[]
[]
[]
[]
[]
[]
[]
[]
[]
[]
[]
[]
[]
[]
[]
[]
[]
[]
[]
[]
[]
[]
[]
[]
[]
[]
[]
[]
[]
[]
[]
[]
[]
[]
[]
[]
[]
[]
[]
[]
[]
[]
[]
[]
[]
[]
[]
[]
[]
[]
[]
[]
[]
[]
[]
[]
[]
[]
[]
[]
[]
[]
[]
[]
[]
[]
[]
[]
[]
[]
[]
[]
[]
[]
[]
[]
[]
[]
[]
[]
[]
[]
[]
[]
[]
[]
[]
[]
[]
[]
[]
[]
[]
[]
[]
[]
[]
[]
[]
[]
[]
[]
[]
[]
[]
[]
[]
[]
[]
[]
[]
[]
[]
[]
[]
[]
[]
[]
[]
[]
[]
[]
[]
[]
[]
[]
[]
[]
[]
[]
[]
[]
[]
[]
[]
[]
[]
[]
[]
[]
[]
[]
[]
[]
[]
[]
[]
[]
[]
[]
[]
[]
[]
[]
[]
[]
[]
[]
[]
[]
[]
[]
[]
[]
[]
[]
[]
[]
[]
[]
[]
[]
[]
[]
[]
[]
[]
[]
[]
[]
[]
[]
[]
[]
[]
[]
[]
[]
[]
[]
[]
[]
[]
[]
[]
[]
[]
[]
[]
[]
[]
[]
[]
[]
[]
[]
[]
[]
[]
[]
[]
[]
[]
[]
[]
[]
[]
[]
[]
[]
[]
[]
[]
[]
[]
[]
[]
[]
[]
[]
[]
[]
[]
[]
[]
[]
[]
[]
[]
[]
[]
[]
[]
[]
[]
[]
[]
[]
[]
[]
[]
[]
[]
[]
[]
[]
[]
[]
[]
[]
[]
[]
[]
[]
[]
[]
[]
[]
[]
[]
[]
[]
[]
[]
[]
[]
[]
[]
[]
[]
[]
[]
[]
[]
[]
[]
[]
[]
[]
[]
[]
[]
[]
[]
[]
[]
[]
[]
[]
[]
[]
[]
[]
[]
[]
[]
[]
[]
[]
[]
[]
[]
[]
[]
[]
[]
[]
[]
[]
[]
[]
[]
[]
[]
[]
[]
[]
[]
[]
[]
[]
[]
[]
[]
[]
[]
[]
[]
[]
[]
[]
[]
[]
[]
[]
[]
[]
[]
[]
[]
[]
[]
[]
[]
[]
[]
[]
[]
[]
[]
[]
[]
[]
[]
[]
[]
[]
[]
[]
[]
[]
[]
[]
[]
[]
[]
[]
[]
[]
[]
[]
[]
[]
[]
[]
[]
[]
[]
[]
[]
[]
[]
[]
[]
[]
[]
[]
[]
[]
[]
[]
[]
[]
[]
[]
[]
[]
[]
[]
[]
[]
[]
[]
[]
[]
[]
[]
[]
[]
[]
[]
[]
[]
[]
[]
[]
[]
[]
[]
[]
[]
[]
[]
[]
[]
[]
[]
[]
[]
[]
[]
[]
[]
[]
[]
[]
[]
[]
[]
[]
[]
[]
[]
[]
[]
[]
[]
[]
[]
[]
[]
[]
[]
[]
[]
[]
[]
[]
[]
[]
[]
[]
[]
[]
[]
[]
[]
[]
[]
[]
[]
[]
[]
[]
[]
[]
[]
[]
[]
[]
[]
[]
[]
[]
[]
[]
[]
[]
[]
[]
[]
[]
[]
[]
[]
[]
[]
[]
[]
[]
[]
[]
[]
[]
[]
[]
[]
[]
[]
[]
[]
[]
[]
[]
[]
[]
[]
[]
[]
[]
[]
[]
[]
[]
[]
[]
[]
[]
[]
[]
[]
[]
[]
[]
[]
[]
[]
[]
[]
[]
[]
[]
[]
[]
[]
[]
[]
[]
[]
[]
[]
[]
[]
[]
[]
[]
[]
[]
[]
[]
[]
[]
[]
[]
[]
[]
[]
[]
[]
[]
[]
[]
[]
[]
[]
[]
[]
[]
[]
[]
[]
[]
[]
[]
[]
[]
[]
[]
[]
[]
[]
[]
[]
[]
[]
[]
[]
[]
[]
[]
[]
[]
[]
[]
[]
[]
[]
[]
[]
[]
[]
[]
[]
[]
[]
[]
[]
[]
[]
[]
[]
[]
[]
[]
[]
[]
[]
[]
[]
[]
[]
[]
[]
[]
[]
[]
[]
[]
[]
[]
[]
[]
[]
[]
[]
[]
[]
[]
[]
[]
[]
[]
[]
[]
[]
[]
[]
[]
[]
[]
[]
[]
[]
[]
[]
[]
[]
[]
[]
[]
[]
[]
[]
[]
[]
[]
[]
[]
[]
[]
[]
[]
[]
[]
[]
[]
[]
[]
[]
[]
[]
[]
[]
[]
[]
[]
[]
[]
[]
[]
[]
[]
[]
[]
[]
[]
[]
[]
[]
[]
[]
[]
[]
[]
[]
[]
[]
[]
[]
[]
[]
[]
[]
[]
[]
[]
[]
[]
[]
[]
[]
[]
[]
[]
[]
[]
[]
[]
[]
[]
[]
[]
[]
[]
[]
[]
[]
[]
[]
[]
[]
[]
[]
[]
[]
[]
[]
[]
[]
[]
[]
[]
[]
[]
[]
[]
[]
[]
[]
[]
[]
[]
[]
[]
[]
[]
[]
[]
[]
[]
[]
[]
[]
[]
[]
[]
[]
[]
[]
[]
[]
[]
[]
[]
[]
[]
[]
[]
[]
[]
[]
[]
[]
[]
[]
[]
[]
[]
[]
[]
[]
[]
[]
[]
[]
[]
[]
[]
[]
[]
[]
[]
[]
[]
[]
[]
[]
[]
[]
[]
[]
[]
[]
[]
[]
[]
[]
[]
[]
[]
[]
[]
[]
[]
[]
[]
[]
[]
[]
[]
[]
[]
[]
[]
[]
[]
[]
[]
[]
[]
[]
[]
[]
[]
[]
[]
[]
[]
[]
[]
[]
[]
[]
[]
[]
[]
[]
[]
[]
[]
[]
[]
[]
[]
[]
[]
[]
[]
[]
[]
[]
[]
[]
[]
[]
[]
[]
[]
[]
[]
[]
[]
[]
[]
[]
[]
[]
[]
[]
[]
[]
[]
[]
[]
[]
[]
[]
[]
[]
[]
[]
[]
[]
[]
[]
[]
[]
[]
[]
[]
[]
[]
[]
[]
[]
[]
[]
[]
[]
[]
[]
[]
[]
[]
[]
[]
[]
[]
[]
[]
[]
[]
[]
[]
[]
[]
[]
[]
[]
[]
[]
[]
[]
[]
[]
[]
[]
[]
[]
[]
[]
[]
[]
[]
[]
[]
[]
[]
[]
[]
[]
[]
[]
[]
[]
[]
[]
[]
[]
[]
[]
[]
[]
[]
[]
[]
[]
[]
[]
[]
[]
[]
[]
[]
[]
[]
[]
[]
[]
[]
[]
[]
[]
[]
[]
[]
[]
[]
[]
[]
[]
[]
[]
[]
[]
[]
[]
[]
[]
[]
[]
[]
[]
[]
[]
[]
[]
[]
[]
[]
[]
[]
[]
[]
[]
[]
[]
[]
[]
[]
[]
[]
[]
[]
[]
[]
[]
[]
[]
[]
[]
[]
[]
[]
[]
[]
[]
[]
[]
[]
[]
[]
[]
[]
[]
[]
[]
[]
[]
[]
[]
[]
[]
[]
[]
[]
[]
[]
[]
[]
[]
[]
[]
[]
[]
[]
[]
[]
[]
[]
[]
[]
[]
[]
[]
[]
[]
[]
[]
[]
[]
[]
[]
[]
[]
[]
[]
[]
[]
[]
[]
[]
[]
[]
[]
[]
[]
[]
[]
[]
[]
[]
[]
[]
[]
[]
[]
[]
[]
[]
[]
[]
[]
[]
[]
[]
[]
[]
[]
[]
[]
[]
[]
[]
[]
[]
[]
[]
[]
[]
[]
[]
[]
[]
[]
[]
[]
[]
[]
[]
[]
[]
[]
[]
[]
[]
[]
[]
[]
[]
[]
[]
[]
[]
[]
[]
[]
[]
[]
[]
[]
[]
[]
[]
[]
[]
[]
[]
[]
[]
[]
[]
[]
[]
[]
[]
[]
[]
[]
[]
[]
[]
[]
[]
[]
[]
[]
[]
[]
[]
[]
[]
[]
[]
[]
[]
[]
[]
[]
[]
[]
[]
[]
[]
[]
[]
[]
[]
[]
[]
[]
[]
[]
[]
[]
[]
[]
[]
[]
[]
[]
[]
[]
[]
[]
[]
[]
[]
[]
[]
[]
[]
[]
[]
[]
[]
[]
[]
[]
[]
[]
[]
[]
[]
[]
[]
[]
[]
[]
[]
[]
[]
[]
[]
[]
[]
[]
[]
[]
[]
[]
[]
[]
[]
[]
[]
[]
[]
[]
[]
[]
[]
[]
[]
[]
[]
[]
[]
[]
[]
[]
[]
[]
[]
[]
[]
[]
[]
[]
[]
[]
[]
[]
[]
[]
[]
[]
[]
[]
[]
[]
[]
[]
[]
[]
[]
[]
[]
[]
[]
[]
[]
[]
[]
[]
[]
[]
[]
[]
[]
[]
[]
[]
[]
[]
[]
[]
[]
[]
[]
[]
[]
[]
[]
[]
[]
[]
[]
[]
[]
[]
[]
[]
[]
[]
[]
[]
[]
[]
[]
[]
[]
[]
[]
[]
[]
[]
[]
[]
[]
[]
[]
[]
[]
[]
[]
[]
[]
[]
[]
[]
[]
[]
[]
[]
[]
[]
[]
[]
[]
[]
[]
[]
[]
[]
[]
[]
[]
[]
[]
[]
[]
[]
[]
[]
[]
[]
[]
[]
[]
[]
[]
[]
[]
[]
[]
[]
[]
[]
[]
[]
[]
[]
[]
[]
[]
[]
[]
[]
[]
[]
[]
[]
[]
[]
[]
[]
[]
[]
[]
[]
[]
[]
[]
[]
[]
[]
[]
[]
[]
[]
[]
[]
[]
[]
[]
[]
[]
[]
[]
[]
[]
[]
[]
[]
[]
[]
[]
[]
[]
[]
[]
[]
[]
[]
[]
[]
[]
[]
[]
[]
[]
[]
[]
[]
[]
[]
[]
[]
[]
[]
[]
[]
[]
[]
[]
[]
[]
[]
[]
[]
[]
[]
[]
[]
[]
[]
[]
[]
[]
[]
[]
[]
[]
[]
[]
[]
[]
[]
[]
[]
[]
[]
[]
[]
[]
[]
[]
[]
[]
[]
[]
[]
[]
[]
[]
[]
[]
[]
[]
[]
[]
[]
[]
[]
[]
[]
[]
[]
[]
[]
[]
[]
[]
[]
[]
[]
[]
[]
[]
[]
[]
[]
[]
[]
[]
[]
[]
[]
[]
[]
[]
[]
[]
[]
[]
[]
[]
[]
[]
[]
[]
[]
[]
[]
[]
[]
[]
[]
[]
[]
[]
[]
[]
[]
[]
[]
[]
[]
[]
[]
[]
[]
[]
[]
[]
[]
[]
[]
[]
[]
[]
[]
[]
[]
[]
[]
[]
[]
[]
[]
[]
[]
[]
[]
[]
[]
[]
[]
[]
[]
[]
[]
[]
[]
[]
[]
[]
[]
[]
[]
[]
[]
[]
[]
[]
[]
[]
[]
[]
[]
[]
[]
[]
[]
[]
[]
[]
[]
[]
[]
[]
[]
[]
[]
[]
[]
[]
[]
[]
[]
[]
[]
[]
[]
[]
[]
[]
[]
[]
[]
[]
[]
[]
[]
[]
[]
[]
[]
[]
[]
[]
[]
[]
[]
[]
[]
[]
[]
[]
[]
[]
[]
[]
[]
[]
[]
[]
[]
[]
[]
[]
[]
[]
[]
[]
[]
[]
[]
[]
[]
[]
[]
[]
[]
[]
[]
[]
[]
[]
[]
[]
[]
[]
[]
[]
[]
[]
[]
[]
[]
[]
[]
[]
[]
[]
[]
[]
[]
[]
[]
[]
[]
[]
[]
[]
[]
[]
[]
[]
[]
[]
[]
[]
[]
[]
[]
[]
[]
[]
[]
[]
[]
[]
[]
[]
[]
[]
[]
[]
[]
[]
[]
[]
[]
[]
[]
[]
[]
[]
[]
[]
[]
[]
[]
[]
[]
[]
[]
[]
[]
[]
[]
[]
[]
[]
[]
[]
[]
[]
[]
[]
[]
[]
[]
[]
[]
[]
[]
[]
[]
[]
[]
[]
[]
[]
[]
[]
[]
[]
[]
[]
[]
[]
[]
[]
[]
[]
[]
[]
[]
[]
[]
[]
[]
[]
[]
[]
[]
[]
[]
[]
[]
[]
[]
[]
[]
[]
[]
[]
[]
[]
[]
[]
[]
[]
[]
[]
[]
[]
[]
[]
[]
[]
[]
[]
[]
[]
[]
[]
[]
[]
[]
[]
[]
[]
[]
[]
[]
[]
[]
[]
[]
[]
[]
[]
[]
[]
[]
[]
[]
[]
[]
[]
[]
[]
[]
[]
[]
[]
[]
[]
[]
[]
[]
[]
[]
[]
[]
[]
[]
[]
[]
[]
[]
[]
[]
[]
[]
[]
[]
[]
[]
[]
[]
[]
[]
[]
[]
[]
[]
[]
[]
[]
[]
[]
[]
[]
[]
[]
[]
[]
[]
[]
[]
[]
[]
[]
[]
[]
[]
[]
[]
[]
[]
[]
[]
[]
[]
[]
[]
[]
[]
[]
[]
[]
[]
[]
[]
[]
[]
[]
[]
[]
[]
[]
[]
[]
[]
[]
[]
[]
[]
[]
[]
[]
[]
[]
[]
[]
[]
[]
[]
[]
[]
[]
[]
[]
[]
[]
[]
[]
[]
[]
[]
[]
[]
[]
[]
[]
[]
[]
[]
[]
[]
[]
[]
[]
[]
[]
[]
[]
[]
[]
[]
[]
[]
[]
[]
[]
[]
[]
[]
[]
[]
[]
[]
[]
[]
[]
[]
[]
[]
[]
[]
[]
[]
[]
[]
[]
[]
[]
[]
[]
[]
[]
[]
[]
[]
[]
[]
[]
[]
[]
[]
[]
[]
[]
[]
[]
[]
[]
[]
[]
[]
[]
[]
[]
[]
[]
[]
[]
[]
[]
[]
[]
[]
[]
[]
[]
[]
[]
[]
[]
[]
[]
[]
[]
[]
[]
[]
[]
[]
[]
[]
[]
[]
[]
[]
[]
[]
[]
[]
[]
[]
[]
[]
[]
[]
[]
[]
[]
[]
[]
[]
[]
[]
[]
[]
[]
[]
[]
[]
[]
[]
[]
[]
[]
[]
[]
[]
[]
[]
[]
[]
[]
[]
[]
[]
[]
[]
[]
[]
[]
[]
[]
[]
[]
[]
[]
[]
[]
[]
[]
[]
[]
[]
[]
[]
[]
[]
[]
[]
[]
[]
[]
[]
[]
[]
[]
[]
[]
[]
[]
[]
[]
[]
[]
[]
[]
[]
[]
[]
[]
[]
[]
[]
[]
[]
[]
[]
[]
[]
[]
[]
[]
[]
[]
[]
[]
[]
[]
[]
[]
[]
[]
[]
[]
[]
[]
[]
[]
[]
[]
[]
[]
[]
[]
[]
[]
[]
[]
[]
[]
[]
[]
[]
[]
[]
[]
[]
[]
[]
[]
[]
[]
[]
[]
[]
[]
[]
[]
[]
[]
[]
[]
[]
[]
[]
[]
[]
[]
[]
[]
[]
[]
[]
[]
[]
[]
[]
[]
[]
[]
[]
[]
[]
[]
[]
[]
[]
[]
[]
[]
[]
[]
[]
[]
[]
[]
[]
[]
[]
[]
[]
[]
[]
[]
[]
[]
[]
[]
[]
[]
[]
[]
[]
[]
[]
[]
[]
[]
[]
[]
[]
[]
[]
[]
[]
[]
[]
[]
[]
[]
[]
[]
[]
[]
[]
[]
[]
[]
[]
[]
[]
[]
[]
[]
[]
[]
[]
[]
[]
[]
[]
[]
[]
[]
[]
[]
[]
[]
[]
[]
[]
[]
[]
[]
[]
[]
[]
[]
[]
[]
[]
[]
[]
[]
[]
[]
[]
[]
[]
[]
[]
[]
[]
[]
[]
[]
[]
[]
[]
[]
[]
[]
[]
[]
[]
[]
[]
[]
[]
[]
[]
[]
[]
[]
[]
[]
[]
[]
[]
[]
[]
[]
[]
[]
[]
[]
[]
[]
[]
[]
[]
[]
[]
[]
[]
[]
[]
[]
[]
[]
[]
[]
[]
[]
[]
[]
[]
[]
[]
[]
[]
[]
[]
[]
[]
[]
[]
[]
[]
[]
[]
[]
[]
[]
[]
[]
[]
[]
[]
[]
[]
[]
[]
[]
[]
[]
[]
[]
[]
[]
[]
[]
[]
[]
[]
[]
[]
[]
[]
[]
[]
[]
[]
[]
[]
[]
[]
[]
[]
[]
[]
[]
[]
[]
[]
[]
[]
[]
[]
[]
[]
[]
[]
[]
[]
[]
[]
[]
[]
[]
[]
[]
[]
[]
[]
[]
[]
[]
[]
[]
[]
[]
[]
[]
[]
[]
[]
[]
[]
[]
[]
[]
[]
[]
[]
[]
[]
[]
[]
[]
[]
[]
[]
[]
[]
[]
[]
[]
[]
[]
[]
[]
[]
[]
[]
[]
[]
[]
[]
[]
[]
[]
[]
[]
[]
[]
[]
[]
[]
[]
[]
[]
[]
[]
[]
[]
[]
[]
[]
[]
[]
[]
[]
[]
[]
[]
[]
[]
[]
[]
[]
[]
[]
[]
[]
[]
[]
[]
[]
[]
[]
[]
[]
[]
[]
[]
[]
[]
[]
[]
[]
[]
[]
[]
[]
[]
[]
[]
[]
[]
[]
[]
[]
[]
[]
[]
[]
[]
[]
[]
[]
[]
[]
[]
[]
[]
[]
[]
[]
[]
[]
[]
[]
[]
[]
[]
[]
[]
[]
[]
[]
[]
[]
[]
[]
[]
[]
[]
[]
[]
[]
[]
[]
[]
[]
[]
[]
[]
[]
[]
[]
[]
[]
[]
[]
[]
[]
[]
[]
[]
[]
[]
[]
[]
[]
[]
[]
[]
[]
[]
[]
[]
[]
[]
[]
[]
[]
[]
[]
[]
[]
[]
[]
[]
[]
[]
[]
[]
[]
[]
[]
[]
[]
[]
[]
[]
[]
[]
[]
[]
[]
[]
[]
[]
[]
[]
[]
[]
[]
[]
[]
[]
[]
[]
[]
[]
[]
[]
[]
[]
[]
[]
[]
[]
[]
[]
[]
[]
[]
[]
[]
[]
[]
[]
[]
[]
[]
[]
[]
[]
[]
[]
[]
[]
[]
[]
[]
[]
[]
[]
[]
[]
[]
[]
[]
[]
[]
[]
[]
[]
[]
[]
[]
[]
[]
[]
[]
[]
[]
[]
[]
[]
[]
[]
[]
[]
[]
[]
[]
[]
[]
[]
[]
[]
[]
[]
[]
[]
[]
[]
[]
[]
[]
[]
[]
[]
[]
[]
[]
[]
[]
[]
[]
[]
[]
[]
[]
[]
[]
[]
[]
[]
[]
[]
[]
[]
[]
[]
[]
[]
[]
[]
[]
[]
[]
[]
[]
[]
[]
[]
[]
[]
[]
[]
[]
[]
[]
[]
[]
[]
[]
[]
[]
[]
[]
[]
[]
[]
[]
[]
[]
[]
[]
[]
[]
[]
[]
[]
[]
[]
[]
[]
[]
[]
[]
[]
[]
[]
[]
[]
[]
[]
[]
[]
[]
[]
[]
[]
[]
[]
[]
[]
[]
[]
[]
[]
[]
[]
[]
[]
[]
[]
[]
[]
[]
[]
[]
[]
[]
[]
[]
[]
[]
[]
[]
[]
[]
[]
[]
[]
[]
[]
[]
[]
[]
[]
[]
[]
[]
[]
[]
[]
[]
[]
[]
[]
[]
[]
[]
[]
[]
[]
[]
[]
[]
[]
[]
[]
[]
[]
[]
[]
[]
[]
[]
[]
[]
[]
[]
[]
[]
[]
[]
[]
[]
[]
[]
[]
[]
[]
[]
[]
[]
[]
[]
[]
[]
[]
[]
[]
[]
[]
[]
[]
[]
[]
[]
[]
[]
[]
[]
[]
[]
[]
[]
[]
[]
[]
[]
[]
[]
[]
[]
[]
[]
[]
[]
[]
[]
[]
[]
[]
[]
[]
[]
[]
[]
[]
[]
[]
[]
[]
[]
[]
[]
[]
[]
[]
[]
[]
[]
[]
[]
[]
[]
[]
[]
[]
[]
[]
[]
[]
[]
[]
[]
[]
[]
[]
[]
[]
[]
[]
[]
[]
[]
[]
[]
[]
[]
[]
[]
[]
[]
[]
[]
[]
[]
[]
[]
[]
[]
[]
[]
[]
[]
[]
[]
[]
[]
[]
[]
[]
[]
[]
[]
[]
[]
[]
[]
[]
[]
[]
[]
[]
[]
[]
[]
[]
[]
[]
[]
[]
[]
[]
[]
[]
[]
[]
[]
[]
[]
[]
[]
[]
[]
[]
[]
[]
[]
[]
[]
[]
[]
[]
[]
[]
[]
[]
[]
[]
[]
[]
[]
[]
[]
[]
[]
[]
[]
[]
[]
[]
[]
[]
[]
[]
[]
[]
[]
[]
[]
[]
[]
[]
[]
[]
[]
[]
[]
[]
[]
[]
[]
[]
[]
[]
[]
[]
[]
[]
[]
[]
[]
[]
[]
[]
[]
[]
[]
[]
[]
[]
[]
[]
[]
[]
[]
[]
[]
[]
[]
[]
[]
[]
[]
[]
[]
[]
[]
[]
[]
[]
[]
[]
[]
[]
[]
[]
[]
[]
[]
[]
[]
[]
[]
[]
[]
[]
[]
[]
[]
[]
[]
[]
[]
[]
[]
[]
[]
[]
[]
[]
[]
[]
[]
[]
[]
[]
[]
[]
[]
[]
[]
[]
[]
[]
[]
[]
[]
[]
[]
[]
[]
[]
[]
[]
[]
[]
[]
[]
[]
[]
[]
[]
[]
[]
[]
[]
[]
[]
[]
[]
[]
[]
[]
[]
[]
[]
[]
[]
[]
[]
[]
[]
[]
[]
[]
[]
[]
[]
[]
[]
[]
[]
[]
[]
[]
[]
[]
[]
[]
[]
[]
[]
[]
[]
[]
[]
[]
[]
[]
[]
[]
[]
[]
[]
[]
[]
[]
[]
[]
[]
[]
[]
[]
[]
[]
[]
[]
[]
[]
[]
[]
[]
[]
[]
[]
[]
[]
[]
[]
[]
[]
[]
[]
[]
[]
[]
[]
[]
[]
[]
[]
[]
[]
[]
[]
[]
[]
[]
[]
[]
[]
[]
[]
[]
[]
[]
[]
[]
[]
[]
[]
[]
[]
[]
[]
[]
[]
[]
[]
[]
[]
[]
[]
[]
[]
[]
[]
[]
[]
[]
[]
[]
[]
[]
[]
[]
[]
[]
[]
[]
[]
[]
[]
[]
[]
[]
[]
[]
[]
[]
[]
[]
[]
[]
[]
[]
[]
[]
[]
[]
[]
[]
[]
[]
[]
[]
[]
[]
[]
[]
[]
[]
[]
[]
[]
[]
[]
[]
[]
[]
[]
[]
[]
[]
[]
[]
[]
[]
[]
[]
[]
[]
[]
[]
[]
[]
[]
[]
[]
[]
[]
[]
[]
[]
[]
[]
[]
[]
[]
[]
[]
[]
[]
[]
[]
[]
[]
[]
[]
[]
[]
[]
[]
[]
[]
[]
[]
[]
[]
[]
[]
[]
[]
[]
[]
[]
[]
[]
[]
[]
[]
[]
[]
[]
[]
[]
[]
[]
[]
[]
[]
[]
[]
[]
[]
[]
[]
[]
[]
[]
[]
[]
[]
[]
[]
[]
[]
[]
[]
[]
[]
[]
[]
[]
[]
[]
[]
[]
[]
[]
[]
[]
[]
[]
[]
[]
[]
[]
[]
[]
[]
[]
[]
[]
[]
[]
[]
[]
[]
[]
[]
[]
[]
[]
[]
[]
[]
[]
[]
[]
[]
[]
[]
[]
[]
[]
[]
[]
[]
[]
[]
[]
[]
[]
[]
[]
[]
[]
[]
[]
[]
[]
[]
[]
[]
[]
[]
[]
[]
[]
[]
[]
[]
[]
[]
[]
[]
[]
[]
[]
[]
[]
[]
[]
[]
[]
[]
[]
[]
[]
[]
[]
[]
[]
[]
[]
[]
[]
[]
[]
[]
[]
[]
[]
[]
[]
[]
[]
[]
[]
[]
[]
[]
[]
[]
[]
[]
[]
[]
[]
[]
[]
[]
[]
[]
[]
[]
[]
[]
[]
[]
[]
[]
[]
[]
[]
[]
[]
[]
[]
[]
[]
[]
[]
[]
[]
[]
[]
[]
[]
[]
[]
[]
[]
[]
[]
[]
[]
[]
[]
[]
[]
[]
[]
[]
[]
[]
[]
[]
[]
[]
[]
[]
[]
[]
[]
[]
[]
[]
[]
[]
[]
[]
[]
[]
[]
[]
[]
[]
[]
[]
[]
[]
[]
[]
[]
[]
[]
[]
[]
[]
[]
[]
[]
[]
[]
[]
[]
[]
[]
[]
[]
[]
[]
[]
[]
[]
[]
[]
[]
[]
[]
[]
[]
[]
[]
[]
[]
[]
[]
[]
[]
[]
[]
[]
[]
[]
[]
[]
[]
[]
[]
[]
[]
[]
[]
[]
[]
[]
[]
[]
[]
[]
[]
[]
[]
[]
[]
[]
[]
[]
[]
[]
[]
[]
[]
[]
[]
[]
[]
[]
[]
[]
[]
[]
[]
[]
[]
[]
[]
[]
[]
[]
[]
[]
[]
[]
[]
[]
[]
[]
[]
[]
[]
[]
[]
[]
[]
[]
[]
[]
[]
[]
[]
[]
[]
[]
[]
[]
[]
[]
[]
[]
[]
[]
[]
[]
[]
[]
[]
[]
[]
[]
[]
[]
[]
[]
[]
[]
[]
[]
[]
[]
[]
[]
[]
[]
[]
[]
[]
[]
[]
[]
[]
[]
[]
[]
[]
[]
[]
[]
[]
[]
[]
[]
[]
[]
[]
[]
[]
[]
[]
[]
[]
[]
[]
[]
[]
[]
[]
[]
[]
[]
[]
[]
[]
[]
[]
[]
[]
[]
[]
[]
[]
[]
[]
[]
[]
[]
[]
[]
[]
[]
[]
[]
[]
[]
[]
[]
[]
[]
[]
[]
[]
[]
[]
[]
[]
[]
[]
[]
[]
[]
[]
[]
[]
[]
[]
[]
[]
[]
[]
[]
[]
[]
[]
[]
[]
[]
[]
[]
[]
[]
[]
[]
[]
[]
[]
[]
[]
[]
[]
[]
[]
[]
[]
[]
[]
[]
[]
[]
[]
[]
[]
[]
[]
[]
[]
[]
[]
[]
[]
[]
[]
[]
[]
[]
[]
[]
[]
[]
[]
[]
[]
[]
[]
[]
[]
[]
[]
[]
[]
[]
[]
[]
[]
[]
[]
[]
[]
[]
[]
[]
[]
[]
[]
[]
[]
[]
[]
[]
[]
[]
[]
[]
[]
[]
[]
[]
[]
[]
[]
[]
[]
[]
[]
[]
[]
[]
[]
[]
[]
[]
[]
[]
[]
[]
[]
[]
[]
[]
[]
[]
[]
[]
[]
[]
[]
[]
[]
[]
[]
[]
[]
[]
[]
[]
[]
[]
[]
[]
[]
[]
[]
[]
[]
[]
[]
[]
[]
[]
[]
[]
[]
[]
[]
[]
[]
[]
[]
[]
[]
[]
[]
[]
[]
[]
[]
[]
[]
[]
[]
[]
[]
[]
[]
[]
[]
[]
[]
[]
[]
[]
[]
[]
[]
[]
[]
[]
[]
[]
[]
[]
[]
[]
[]
[]
[]
[]
[]
[]
[]
[]
[]
[]
[]
[]
[]
[]
[]
[]
[]
[]
[]
[]
[]
[]
[]
[]
[]
[]
[]
[]
[]
[]
[]
[]
[]
[]
[]
[]
[]
[]
[]
[]
[]
[]
[]
[]
[]
[]
[]
[]
[]
[]
[]
[]
[]
[]
[]
[]
[]
[]
[]
[]
[]
[]
[]
[]
[]
[]
[]
[]
[]
[]
[]
[]
[]
[]
[]
[]
[]
[]
[]
[]
[]
[]
[]
[]
[]
[]
[]
[]
[]
[]
[]
[]
[]
[]
[]
[]
[]
[]
[]
[]
[]
[]
[]
[]
[]
[]
[]
[]
[]
[]
[]
[]
[]
[]
[]
[]
[]
[]
[]
[]
[]
[]
[]
[]
[]
[]
[]
[]
[]
[]
[]
[]
[]
[]
[]
[]
[]
[]
[]
[]
[]
[]
[]
[]
[]
[]
[]
[]
[]
[]
[]
[]
[]
[]
[]
[]
[]
[]
[]
[]
[]
[]
[]
[]
[]
[]
[]
[]
[]
[]
[]
[]
[]
[]
[]
[]
[]
[]
[]
[]
[]
[]
[]
[]
[]
[]
[]
[]
[]
[]
[]
[]
[]
[]
[]
[]
[]
[]
[]
[]
[]
[]
[]
[]
[]
[]
[]
[]
[]
[]
[]
[]
[]
[]
[]
[]
[]
[]
[]
[]
[]
[]
[]
[]
[]
[]
[]
[]
[]
[]
[]
[]
[]
[]
[]
[]
[]
[]
[]
[]
[]
[]
[]
[]
[]
[]
[]
[]
[]
[]
[]
[]
[]
[]
[]
[]
[]
[]
[]
[]
[]
[]
[]
[]
[]
[]
[]
[]
[]
[]
[]
[]
[]
[]
[]
[]
[]
[]
[]
[]
[]
[]
[]
[]
[]
[]
[]
[]
[]
[]
[]
[]
[]
[]
[]
[]
[]
[]
[]
[]
[]
[]
[]
[]
[]
[]
[]
[]
[]
[]
[]
[]
[]
[]
[]
[]
[]
[]
[]
[]
[]
[]
[]
[]
[]
[]
[]
[]
[]
[]
[]
[]
[]
[]
[]
[]
[]
[]
[]
[]
[]
[]
[]
[]
[]
[]
[]
[]
[]
[]
[]
[]
[]
[]
[]
[]
[]
[]
[]
[]
[]
[]
[]
[]
[]
[]
[]
[]
[]
[]
[]
[]
[]
[]
[]
[]
[]
[]
[]
[]
[]
[]
[]
[]
[]
[]
[]
[]
[]
[]
[]
[]
[]
[]
[]
[]
[]
[]
[]
[]
[]
[]
[]
[]
[]
[]
[]
[]
[]
[]
[]
[]
[]
[]
[]
[]
[]
[]
[]
[]
[]
[]
[]
[]
[]
[]
[]
[]
[]
[]
[]
[]
[]
[]
[]
[]
[]
[]
[]
[]
[]
[]
[]
[]
[]
[]
[]
[]
[]
[]
[]
[]
[]
[]
[]
[]
[]
[]
[]
[]
[]
[]
[]
[]
[]
[]
[]
[]
[]
[]
[]
[]
[]
[]
[]
[]
[]
[]
[]
[]
[]
[]
[]
[]
[]
[]
[]
[]
[]
[]
[]
[]
[]
[]
[]
[]
[]
[]
[]
[]
[]
[]
[]
[]
[]
[]
[]
[]
[]
[]
[]
[]
[]
[]
[]
[]
[]
[]
[]
[]
[]
[]
[]
[]
[]
[]
[]
[]
[]
[]
[]
[]
[]
[]
[]
[]
[]
[]
[]
[]
[]
[]
[]
[]
[]
[]
[]
[]
[]
[]
[]
[]
[]
[]
[]
[]
[]
[]
[]
[]
[]
[]
[]
[]
[]
[]
[]
[]
[]
[]
[]
[]
[]
[]
[]
[]
[]
[]
[]
[]
[]
[]
[]
[]
[]
[]
[]
[]
[]
[]
[]
[]
[]
[]
[]
[]
[]
[]
[]
[]
[]
[]
[]
[]
[]
[]
[]
[]
[]
[]
[]
[]
[]
[]
[]
[]
[]
[]
[]
[]
[]
[]
[]
[]
[]
[]
[]
[]
[]
[]
[]
[]
[]
[]
[]
[]
[]
[]
[]
[]
[]
[]
[]
[]
[]
[]
[]
[]
[]
[]
[]
[]
[]
[]
[]
[]
[]
[]
[]
[]
[]
[]
[]
[]
[]
[]
[]
[]
[]
[]
[]
[]
[]
[]
[]
[]
[]
[]
[]
[]
[]
[]
[]
[]
[]
[]
[]
[]
[]
[]
[]
[]
[]
[]
[]
[]
[]
[]
[]
[]
[]
[]
[]
[]
[]
[]
[]
[]
[]
[]
[]
[]
[]
[]
[]
[]
[]
[]
[]
[]
[]
[]
[]
[]
[]
[]
[]
[]
[]
[]
[]
[]
[]
[]
[]
[]
[]
[]
[]
[]
[]
[]
[]
[]
[]
[]
[]
[]
[]
[]
[]
[]
[]
[]
[]
[]
[]
[]
[]
[]
[]
[]
[]
[]
[]
[]
[]
[]
[]
[]
[]
[]
[]
[]
[]
[]
[]
[]
[]
[]
[]
[]
[]
[]
[]
[]
[]
[]
[]
[]
[]
[]
[]
[]
[]
[]
[]
[]
[]
[]
[]
[]
[]
[]
[]
[]
[]
[]
[]
[]
[]
[]
[]
[]
[]
[]
[]
[]
[]
[]
[]
[]
[]
[]
[]
[]
[]
[]
[]
[]
[]
[]
[]
[]
[]
[]
[]
[]
[]
[]
[]
[]
[]
[]
[]
[]
[]
[]
[]
[]
[]
[]
[]
[]
[]
[]
[]
[]
[]
[]
[]
[]
[]
[]
[]
[]
[]
[]
[]
[]
[]
[]
[]
[]
[]
[]
[]
[]
[]
[]
[]
[]
[]
[]
[]
[]
[]
[]
[]
[]
[]
[]
[]
[]
[]
[]
[]
[]
[]
[]
[]
[]
[]
[]
[]
[]
[]
[]
[]
[]
[]
[]
[]
[]
[]
[]
[]
[]
[]
[]
[]
[]
[]
[]
[]
[]
[]
[]
[]
[]
[]
[]
[]
[]
[]
[]
[]
[]
[]
[]
[]
[]
[]
[]
[]
[]
[]
[]
[]
[]
[]
[]
[]
[]
[]
[]
[]
[]
[]
[]
[]
[]
[]
[]
[]
[]
[]
[]
[]
[]
[]
[]
[]
[]
[]
[]
[]
[]
[]
[]
[]
[]
[]
[]
[]
[]
[]
[]
[]
[]
[]
[]
[]
[]
[]
[]
[]
[]
[]
[]
[]
[]
[]
[]
[]
[]
[]
[]
[]
[]
[]
[]
[]
[]
[]
[]
[]
[]
[]
[]
[]
[]
[]
[]
[]
[]
[]
[]
[]
[]
[]
[]
[]
[]
[]
[]
[]
[]
[]
[]
[]
[]
[]
[]
[]
[]
[]
[]
[]
[]
[]
[]
[]
[]
[]
[]
[]
[]
[]
[]
[]
[]
[]
[]
[]
[]
[]
[]
[]
[]
[]
[]
[]
[]
[]
[]
[]
[]
[]
[]
[]
[]
[]
[]
[]
[]
[]
[]
[]
[]
[]
[]
[]
[]
[]
[]
[]
[]
[]
[]
[]
[]
[]
[]
[]
[]
[]
[]
[]
[]
[]
[]
[]
[]
[]
[]
[]
[]
[]
[]
[]
[]
[]
[]
[]
[]
[]
[]
[]
[]
[]
[]
[]
[]
[]
[]
[]
[]
[]
[]
[]
[]
[]
[]
[]
[]
[]
[]
[]
[]
[]
[]
[]
[]
[]
[]
[]
[]
[]
[]
[]
[]
[]
[]
[]
[]
[]
[]
[]
[]
[]
[]
[]
[]
[]
[]
[]
[]
[]
[]
[]
[]
[]
[]
[]
[]
[]
[]
[]
[]
[]
[]
[]
[]
[]
[]
[]
[]
[]
[]
[]
[]
[]
[]
[]
[]
[]
[]
[]
[]
[]
[]
[]
[]
[]
[]
[]
[]
[]
[]
[]
[]
[]
[]
[]
[]
[]
[]
[]
[]
[]
[]
[]
[]
[]
[]
[]
[]
[]
[]
[]
[]
[]
[]
[]
[]
[]
[]
[]
[]
[]
[]
[]
[]
[]
[]
[]
[]
[]
[]
[]
[]
[]
[]
[]
[]
[]
[]
[]
[]
[]
[]
[]
[]
[]
[]
[]
[]
[]
[]
[]
[]
[]
[]
[]
[]
[]
[]
[]
[]
[]
[]
[]
[]
[]
[]
[]
[]
[]
[]
[]
[]
[]
[]
[]
[]
[]
[]
[]
[]
[]
[]
[]
[]
[]
[]
[]
[]
[]
[]
[]
[]
[]
[]
[]
[]
[]
[]
[]
[]
[]
[]
[]
[]
[]
[]
[]
[]
[]
[]
[]
[]
[]
[]
[]
[]
[]
[]
[]
[]
[]
[]
[]
[]
[]
[]
[]
[]
[]
[]
[]
[]
[]
[]
[]
[]
[]
[]
[]
[]
[]
[]
[]
[]
[]
[]
[]
[]
[]
[]
[]
[]
[]
[]
[]
[]
[]
[]
[]
[]
[]
[]
[]
[]
[]
[]
[]
[]
[]
[]
[]
[]
[]
[]
[]
[]
[]
[]
[]
[]
[]
[]
[]
[]
[]
[]
[]
[]
[]
[]
[]
[]
[]
[]
[]
[]
[]
[]
[]
[]
[]
[]
[]
[]
[]
[]
[]
[]
[]
[]
[]
[]
[]
[]
[]
[]
[]
[]
[]
[]
[]
[]
[]
[]
[]
[]
[]
[]
[]
[]
[]
[]
[]
[]
[]
[]
[]
[]
[]
[]
[]
[]
[]
[]
[]
[]
[]
[]
[]
[]
[]
[]
[]
[]
[]
[]
[]
[]
[]
[]
[]
[]
[]
[]
[]
[]
[]
[]
[]
[]
[]
[]
[]
[]
[]
[]
[]
[]
[]
[]
[]
[]
[]
[]
[]
[]
[]
[]
[]
[]
[]
[]
[]
[]
[]
[]
[]
[]
[]
[]
[]
[]
[]
[]
[]
[]
[]
[]
[]
[]
[]
[]
[]
[]
[]
[]
[]
[]
[]
[]
[]
[]
[]
[]
[]
[]
[]
[]
[]
[]
[]
[]
[]
[]
[]
[]
[]
[]
[]
[]
[]
[]
[]
[]
[]
[]
[]
[]
[]
[]
[]
[]
[]
[]
[]
[]
[]
[]
[]
[]
[]
[]
[]
[]
[]
[]
[]
[]
[]
[]
[]
[]
[]
[]
[]
[]
[]
[]
[]
[]
[]
[]
[]
[]
[]
[]
[]
[]
[]
[]
[]
[]
[]
[]
[]
[]
[]
[]
[]
[]
[]
[]
[]
[]
[]
[]
[]
[]
[]
[]
[]
[]
[]
[]
[]
[]
[]
[]
[]
[]
[]
[]
[]
[]
[]
[]
[]
[]
[]
[]
[]
[]
[]
[]
[]
[]
[]
[]
[]
[]
[]
[]
[]
[]
[]
[]
[]
[]
[]
[]
[]
[]
[]
[]
[]
[]
[]
[]
[]
[]
[]
[]
[]
[]
[]
[]
[]
[]
[]
[]
[]
[]
[]
[]
[]
[]
[]
[]
[]
[]
[]
[]
[]
[]
[]
[]
[]
[]
[]
[]
[]
[]
[]
[]
[]
[]
[]
[]
[]
[]
[]
[]
[]
[]
[]
[]
[]
[]
[]
[]
[]
[]
[]
[]
[]
[]
[]
[]
[]
[]
[]
[]
[]
[]
[]
[]
[]
[]
[]
[]
[]
[]
[]
[]
[]
[]
[]
[]
[]
[]
[]
[]
[]
[]
[]
[]
[]
[]
[]
[]
[]
[]
[]
[]
[]
[]
[]
[]
[]
[]
[]
[]
[]
[]
[]
[]
[]
[]
[]
[]
[]
[]
[]
[]
[]
[]
[]
[]
[]
[]
[]
[]
[]
[]
[]
[]
[]
[]
[]
[]
[]
[]
[]
[]
[]
[]
[]
[]
[]
[]
[]
[]
[]
[]
[]
[]
[]
[]
[]
[]
[]
[]
[]
[]
[]
[]
[]
[]
[]
[]
[]
[]
[]
[]
[]
[]
[]
[]
[]
[]
[]
[]
[]
[]
[]
[]
[]
[]
[]
[]
[]
[]
[]
[]
[]
[]
[]
[]
[]
[]
[]
[]
[]
[]
[]
[]
[]
[]
[]
[]
[]
[]
[]
[]
[]
[]
[]
[]
[]
[]
[]
[]
[]
[]
[]
[]
[]
[]
[]
[]
[]
[]
[]
[]
[]
[]
[]
[]
[]
[]
[]
[]
[]
[]
[]
[]
[]
[]
[]
[]
[]
[]
[]
[]
[]
[]
[]
[]
[]
[]
[]
[]
[]
[]
[]
[]
[]
[]
[]
[]
[]
[]
[]
[]
[]
[]
[]
[]
[]
[]
[]
[]
[]
[]
[]
[]
[]
[]
[]
[]
[]
[]
[]
[]
[]
[]
[]
[]
[]
[]
[]
[]
[]
[]
[]
[]
[]
[]
[]
[]
[]
[]
[]
[]
[]
[]
[]
[]
[]
[]
[]
[]
[]
[]
[]
[]
[]
[]
[]
[]
[]
[]
[]
[]
[]
[]
[]
[]
[]
[]
[]
[]
[]
[]
[]
[]
[]
[]
[]
[]
[]
[]
[]
[]
[]
[]
[]
[]
[]
[]
[]
[]
[]
[]
[]
[]
[]
[]
[]
[]
[]
[]
[]
[]
[]
[]
[]
[]
[]
[]
[]
[]
[]
[]
[]
[]
[]
[]
[]
[]
[]
[]
[]
[]
[]
[]
[]
[]
[]
[]
[]
[]
[]
[]
[]
[]
[]
[]
[]
[]
[]
[]
[]
[]
[]
[]
[]
[]
[]
[]
[]
[]
[]
[]
[]
[]
[]
[]
[]
[]
[]
[]
[]
[]
[]
[]
[]
[]
[]
[]
[]
[]
[]
[]
[]
[]
[]
[]
[]
[]
[]
[]
[]
[]
[]
[]
[]
[]
[]
[]
[]
[]
[]
[]
[]
[]
[]
[]
[]
[]
[]
[]
[]
[]
[]
[]
[]
[]
[]
[]
[]
[]
[]
[]
[]
[]
[]
[]
[]
[]
[]
[]
[]
[]
[]
[]
[]
[]
[]
[]
[]
[]
[]
[]
[]
[]
[]
[]
[]
[]
[]
[]
[]
[]
[]
[]
[]
[]
[]
[]
[]
[]
[]
[]
[]
[]
[]
[]
[]
[]
[]
[]
[]
[]
[]
[]
[]
[]
[]
[]
[]
[]
[]
[]
[]
[]
[]
[]
[]
[]
[]
[]
[]
[]
[]
[]
[]
[]
[]
[]
[]
[]
[]
[]
[]
[]
[]
[]
[]
[]
[]
[]
[]
[]
[]
[]
[]
[]
[]
[]
[]
[]
[]
[]
[]
[]
[]
[]
[]
[]
[]
[]
[]
[]
[]
[]
[]
[]
[]
[]
[]
[]
[]
[]
[]
[]
[]
[]
[]
[]
[]
[]
[]
[]
[]
[]
[]
[]
[]
[]
[]
[]
[]
[]
[]
[]
[]
[]
[]
[]
[]
[]
[]
[]
[]
[]
[]
[]
[]
[]
[]
[]
[]
[]
[]
[]
[]
[]
[]
[]
[]
[]
[]
[]
[]
[]
[]
[]
[]
[]
[]
[]
[]
[]
[]
[]
[]
[]
[]
[]
[]
[]
[]
[]
[]
[]
[]
[]
[]
[]
[]
[]
[]
[]
[]
[]
[]
[]
[]
[]
[]
[]
[]
[]
[]
[]
[]
[]
[]
[]
[]
[]
[]
[]
[]
[]
[]
[]
[]
[]
[]
[]
[]
[]
[]
[]
[]
[]
[]
[]
[]
[]
[]
[]
[]
[]
[]
[]
[]
[]
[]
[]
[]
[]
[]
[]
[]
[]
[]
[]
[]
[]
[]
[]
[]
[]
[]
[]
[]
[]
[]
[]
[]
[]
[]
[]
[]
[]
[]
[]
[]
[]
[]
[]
[]
[]
[]
[]
[]
[]
[]
[]
[]
[]
[]
[]
[]
[]
[]
[]
[]
[]
[]
[]
[]
[]
[]
[]
[]
[]
[]
[]
[]
[]
[]
[]
[]
[]
[]
[]
[]
[]
[]
[]
[]
[]
[]
[]
[]
[]
[]
[]
[]
[]
[]
[]
[]
[]
[]
[]
[]
[]
[]
[]
[]
[]
[]
[]
[]
[]
[]
[]
[]
[]
[]
[]
[]
[]
[]
[]
[]
[]
[]
[]
[]
[]
[]
[]
[]
[]
[]
[]
[]
[]
[]
[]
[]
[]
[]
[]
[]
[]
[]
[]
[]
[]
[]
[]
[]
[]
[]
[]
[]
[]
[]
[]
[]
[]
[]
[]
[]
[]
[]
[]
[]
[]
[]
[]
[]
[]
[]
[]
[]
[]
[]
[]
[]
[]
[]
[]
[]
[]
[]
[]
[]
[]
[]
[]
[]
[]
[]
[]
[]
[]
[]
[]
[]
[]
[]
[]
[]
[]
[]
[]
[]
[]
[]
[]
[]
[]
[]
[]
[]
[]
[]
[]
[]
[]
[]
[]
[]
[]
[]
[]
[]
[]
[]
[]
[]
[]
[]
[]
[]
[]
[]
[]
[]
[]
[]
[]
[]
[]
[]
[]
[]
[]
[]
[]
[]
[]
[]
[]
[]
[]
[]
[]
[]
[]
[]
[]
[]
[]
[]
[]
[]
[]
[]
[]
[]
[]
[]
[]
[]
[]
[]
[]
[]
[]
[]
[]
[]
[]
[]
[]
[]
[]
[]
[]
[]
[]
[]
[]
[]
[]
[]
[]
[]
[]
[]
[]
[]
[]
[]
[]
[]
[]
[]
[]
[]
[]
[]
[]
[]
[]
[]
[]
[]
[]
[]
[]
[]
[]
[]
[]
[]
[]
[]
[]
[]
[]
[]
[]
[]
[]
[]
[]
[]
[]
[]
[]
[]
[]
[]
[]
[]
[]
[]
[]
[]
[]
[]
[]
[]
[]
[]
[]
[]
[]
[]
[]
[]
[]
[]
[]
[]
[]
[]
[]
[]
[]
[]
[]
[]
[]
[]
[]
[]
[]
[]
[]
[]
[]
[]
[]
[]
[]
[]
[]
[]
[]
[]
[]
[]
[]
[]
[]
[]
[]
[]
[]
[]
[]
[]
[]
[]
[]
[]
[]
[]
[]
[]
[]
[]
[]
[]
[]
[]
[]
[]
[]
[]
[]
[]
[]
[]
[]
[]
[]
[]
[]
[]
[]
[]
[]
[]
[]
[]
[]
[]
[]
[]
[]
[]
[]
[]
[]
[]
[]
[]
[]
[]
[]
[]
[]
[]
[]
[]
[]
[]
[]
[]
[]
[]
[]
[]
[]
[]
[]
[]
[]
[]
[]
[]
[]
[]
[]
[]
[]
[]
[]
[]
[]
[]
[]
[]
[]
[]
[]
[]
[]
[]
[]
[]
[]
[]
[]
[]
[]
[]
[]
[]
[]
[]
[]
[]
[]
[]
[]
[]
[]
[]
[]
[]
[]
[]
[]
[]
[]
[]
[]
[]
[]
[]
[]
[]
[]
[]
[]
[]
[]
[]
[]
[]
[]
[]
[]
[]
[]
[]
[]
[]
[]
[]
[]
[]
[]
[]
[]
[]
[]
[]
[]
[]
[]
[]
[]
[]
[]
[]
[]
[]
[]
[]
[]
[]
[]
[]
[]
[]
[]
[]
[]
[]
[]
[]
[]
[]
[]
[]
[]
[]
[]
[]
[]
[]
[]
[]
[]
[]
[]
[]
[]
[]
[]
[]
[]
[]
[]
[]
[]
[]
[]
[]
[]
[]
[]
[]
[]
[]
[]
[]
[]
[]
[]
[]
[]
[]
[]
[]
[]
[]
[]
[]
[]
[]
[]
[]
[]
[]
[]
[]
[]
[]
[]
[]
[]
[]
[]
[]
[]
[]
[]
[]
[]
[]
[]
[]
[]
[]
[]
[]
[]
[]
[]
[]
[]
[]
[]
[]
[]
[]
[]
[]
[]
[]
[]
[]
[]
[]
[]
[]
[]
[]
[]
[]
[]
[]
[]
[]
[]
[]
[]
[]
[]
[]
[]
[]
[]
[]
[]
[]
[]
[]
[]
[]
[]
[]
[]
[]
[]
[]
[]
[]
[]
[]
[]
[]
[]
[]
[]
[]
[]
[]
[]
[]
[]
[]
[]
[]
[]
[]
[]
[]
[]
[]
[]
[]
[]
[]
[]
[]
[]
[]
[]
[]
[]
[]
[]
[]
[]
[]
[]
[]
[]
[]
[]
[]
[]
[]
[]
[]
[]
[]
[]
[]
[]
[]
[]
[]
[]
[]
[]
[]
[]
[]
[]
[]
[]
[]
[]
[]
[]
[]
[]
[]
[]
[]
[]
[]
[]
[]
[]
[]
[]
[]
[]
[]
[]
[]
[]
[]
[]
[]
[]
[]
[]
[]
[]
[]
[]
[]
[]
[]
[]
[]
[]
[]
[]
[]
[]
[]
[]
[]
[]
[]
[]
[]
[]
[]
[]
[]
[]
[]
[]
[]
[]
[]
[]
[]
[]
[]
[]
[]
[]
[]
[]
[]
[]
[]
[]
[]
[]
[]
[]
[]
[]
[]
[]
[]
[]
[]
[]
[]
[]
[]
[]
[]
[]
[]
[]
[]
[]
[]
[]
[]
[]
[]
[]
[]
[]
[]
[]
[]
[]
[]
[]
[]
[]
[]
[]
[]
[]
[]
[]
[]
[]
[]
[]
[]
[]
[]
[]
[]
[]
[]
[]
[]
[]
[]
[]
[]
[]
[]
[]
[]
[]
[]
[]
[]
[]
[]
[]
[]
[]
[]
[]
[]
[]
[]
[]
[]
[]
[]
[]
[]
[]
[]
[]
[]
[]
[]
[]
[]
[]
[]
[]
[]
[]
[]
[]
[]
[]
[]
[]
[]
[]
[]
[]
[]
[]
[]
[]
[]
[]
[]
[]
[]
[]
[]
[]
[]
[]
[]
[]
[]
[]
[]
[]
[]
[]
[]
[]
[]
[]
[]
[]
[]
[]
[]
[]
[]
[]
[]
[]
[]
[]
[]
[]
[]
[]
[]
[]
[]
[]
[]
[]
[]
[]
[]
[]
[]
[]
[]
[]
[]
[]
[]
[]
[]
[]
[]
[]
[]
[]
[]
[]
[]
[]
[]
[]
[]
[]
[]
[]
[]
[]
[]
[]
[]
[]
[]
[]
[]
[]
[]
[]
[]
[]
[]
[]
[]
[]
[]
[]
[]
[]
[]
[]
[]
[]
[]
[]
[]
[]
[]
[]
[]
[]
[]
[]
[]
[]
[]
[]
[]
[]
[]
[]
[]
[]
[]
[]
[]
[]
[]
[]
[]
[]
[]
[]
[]
[]
[]
[]
[]
[]
[]
[]
[]
[]
[]
[]
[]
[]
[]
[]
[]
[]
[]
[]
[]
[]
[]
[]
[]
[]
[]
[]
[]
[]
[]
[]
[]
[]
[]
[]
[]
[]
[]
[]
[]
[]
[]
[]
[]
[]
[]
[]
[]
[]
[]
[]
[]
[]
[]
[]
[]
[]
[]
[]
[]
[]
[]
[]
[]
[]
[]
[]
[]
[]
[]
[]
[]
[]
[]
[]
[]
[]
[]
[]
[]
[]
[]
[]
[]
[]
[]
[]
[]
[]
[]
[]
[]
[]
[]
[]
[]
[]
[]
[]
[]
[]
[]
[]
[]
[]
[]
[]
[]
[]
[]
[]
[]
[]
[]
[]
[]
[]
[]
[]
[]
[]
[]
[]
[]
[]
[]
[]
[]
[]
[]
[]
[]
[]
[]
[]
[]
[]
[]
[]
[]
[]
[]
[]
[]
[]
[]
[]
[]
[]
[]
[]
[]
[]
[]
[]
[]
[]
[]
[]
[]
[]
[]
[]
[]
[]
[]
[]
[]
[]
[]
[]
[]
[]
[]
[]
[]
[]
[]
[]
[]
[]
[]
[]
[]
[]
[]
[]
[]
[]
[]
[]
[]
[]
[]
[]
[]
[]
[]
[]
[]
[]
[]
[]
[]
[]
[]
[]
[]
[]
[]
[]
[]
[]
[]
[]
[]
[]
[]
[]
[]
[]
[]
[]
[]
[]
[]
[]
[]
[]
[]
[]
[]
[]
[]
[]
[]
[]
[]
[]
[]
[]
[]
[]
[]
[]
[]
[]
[]
[]
[]
[]
[]
[]
[]
[]
[]
[]
[]
[]
[]
[]
[]
[]
[]
[]
[]
[]
[]
[]
[]
[]
[]
[]
[]
[]
[]
[]
[]
[]
[]
[]
[]
[]
[]
[]
[]
[]
[]
[]
[]
[]
[]
[]
[]
[]
[]
[]
[]
[]
[]
[]
[]
[]
[]
[]
[]
[]
[]
[]
[]
[]
[]
[]
[]
[]
[]
[]
[]
[]
[]
[]
[]
[]
[]
[]
[]
[]
[]
[]
[]
[]
[]
[]
[]
[]
[]
[]
[]
[]
[]
[]
[]
[]
[]
[]
[]
[]
[]
[]
[]
[]
[]
[]
[]
[]
[]
[]
[]
[]
[]
[]
[]
[]
[]
[]
[]
[]
[]
[]
[]
[]
[]
[]
[]
[]
[]
[]
[]
[]
[]
[]
[]
[]
[]
[]
[]
[]
[]
[]
[]
[]
[]
[]
[]
[]
[]
[]
[]
[]
[]
[]
[]
[]
[]
[]
[]
[]
[]
[]
[]
[]
[]
[]
[]
[]
[]
[]
[]
[]
[]
[]
[]
[]
[]
[]
[]
[]
[]
[]
[]
[]
[]
[]
[]
[]
[]
[]
[]
[]
[]
[]
[]
[]
[]
[]
[]
[]
[]
[]
[]
[]
[]
[]
[]
[]
[]
[]
[]
[]
[]
[]
[]
[]
[]
[]
[]
[]
[]
[]
[]
[]
[]
[]
[]
[]
[]
[]
[]
[]
[]
[]
[]
[]
[]
[]
[]
[]
[]
[]
[]
[]
[]
[]
[]
[]
[]
[]
[]
[]
[]
[]
[]
[]
[]
[]
[]
[]
[]
[]
[]
[]
[]
[]
[]
[]
[]
[]
[]
[]
[]
[]
[]
[]
[]
[]
[]
[]
[]
[]
[]
[]
[]
[]
[]
[]
[]
[]
[]
[]
[]
[]
[]
[]
[]
[]
[]
[]
[]
[]
[]
[]
[]
[]
[]
[]
[]
[]
[]
[]
[]
[]
[]
[]
[]
[]
[]
[]
[]
[]
[]
[]
[]
[]
[]
[]
[]
[]
[]
[]
[]
[]
[]
[]
[]
[]
[]
[]
[]
[]
[]
[]
[]
[]
[]
[]
[]
[]
[]
[]
[]
[]
[]
[]
[]
[]
[]
[]
[]
[]
[]
[]
[]
[]
[]
[]
[]
[]
[]
[]
[]
[]
[]
[]
[]
[]
[]
[]
[]
[]
[]
[]
[]
[]
[]
[]
[]
[]
[]
[]
[]
[]
[]
[]
[]
[]
[]
[]
[]
[]
[]
[]
[]
[]
[]
[]
[]
[]
[]
[]
[]
[]
[]
[]
[]
[]
[]
[]
[]
[]
[]
[]
[]
[]
[]
[]
[]
[]
[]
[]
[]
[]
[]
[]
[]
[]
[]
[]
[]
[]
[]
[]
[]
[]
[]
[]
[]
[]
[]
[]
[]
[]
[]
[]
[]
[]
[]
[]
[]
[]
[]
[]
[]
[]
[]
[]
[]
[]
[]
[]
[]
[]
[]
[]
[]
[]
[]
[]
[]
[]
[]
[]
[]
[]
[]
[]
[]
[]
[]
[]
[]
[]
[]
[]
[]
[]
[]
[]
[]
[]
[]
[]
[]
[]
[]
[]
[]
[]
[]
[]
[]
[]
[]
[]
[]
[]
[]
[]
[]
[]
[]
[]
[]
[]
[]
[]
[]
[]
[]
[]
[]
[]
[]
[]
[]
[]
[]
[]
[]
[]
[]
[]
[]
[]
[]
[]
[]
[]
[]
[]
[]
[]
[]
[]
[]
[]
[]
[]
[]
[]
[]
[]
[]
[]
[]
[]
[]
[]
[]
[]
[]
[]
[]
[]
[]
[]
[]
[]
[]
[]
[]
[]
[]
[]
[]
[]
[]
[]
[]
[]
[]
[]
[]
[]
[]
[]
[]
[]
[]
[]
[]
[]
[]
[]
[]
[]
[]
[]
[]
[]
[]
[]
[]
[]
[]
[]
[]
[]
[]
[]
[]
[]
[]
[]
[]
[]
[]
[]
[]
[]
[]
[]
[]
[]
[]
[]
[]
[]
[]
[]
[]
[]
[]
[]
[]
[]
[]
[]
[]
[]
[]
[]
[]
[]
[]
[]
[]
[]
[]
[]
[]
[]
[]
[]
[]
[]
[]
[]
[]
[]
[]
[]
[]
[]
[]
[]
[]
[]
[]
[]
[]
[]
[]
[]
[]
[]
[]
[]
[]
[]
[]
[]
[]
[]
[]
[]
[]
[]
[]
[]
[]
[]
[]
[]
[]
[]
[]
[]
[]
[]
[]
[]
[]
[]
[]
[]
[]
[]
[]
[]
[]
[]
[]
[]
[]
[]
[]
[]
[]
[]
[]
[]
[]
[]
[]
[]
[]
[]
[]
[]
[]
[]
[]
[]
[]
[]
[]
[]
[]
[]
[]
[]
[]
[]
[]
[]
[]
[]
[]
[]
[]
[]
[]
[]
[]
[]
[]
[]
[]
[]
[]
[]
[]
[]
[]
[]
[]
[]
[]
[]
[]
[]
[]
[]
[]
[]
[]
[]
[]
[]
[]
[]
[]
[]
[]
[]
[]
[]
[]
[]
[]
[]
[]
[]
[]
[]
[]
[]
[]
[]
[]
[]
[]
[]
[]
[]
[]
[]
[]
[]
[]
[]
[]
[]
[]
[]
[]
[]
[]
[]
[]
[]
[]
[]
[]
[]
[]
[]
[]
[]
[]
[]
[]
[]
[]
[]
[]
[]
[]
[]
[]
[]
[]
[]
[]
[]
[]
[]
[]
[]
[]
[]
[]
[]
[]
[]
[]
[]
[]
[]
[]
[]
[]
[]
[]
[]
[]
[]
[]
[]
[]
[]
[]
[]
[]
[]
[]
[]
[]
[]
[]
[]
[]
[]
[]
[]
[]
[]
[]
[]
[]
[]
[]
[]
[]
[]
[]
[]
[]
[]
[]
[]
[]
[]
[]
[]
[]
[]
[]
[]
[]
[]
[]
[]
[]
[]
[]
[]
[]
[]
[]
[]
[]
[]
[]
[]
[]
[]
[]
[]
[]
[]
[]
[]
[]
[]
[]
[]
[]
[]
[]
[]
[]
[]
[]
[]
[]
[]
[]
[]
[]
[]
[]
[]
[]
[]
[]
[]
[]
[]
[]
[]
[]
[]
[]
[]
[]
[]
[]
[]
[]
[]
[]
[]
[]
[]
[]
[]
[]
[]
[]
[]
[]
[]
[]
[]
[]
[]
[]
[]
[]
[]
[]
[]
[]
[]
[]
[]
[]
[]
[]
[]
[]
[]
[]
[]
[]
[]
[]
[]
[]
[]
[]
[]
[]
[]
[]
[]
[]
[]
[]
[]
[]
[]
[]
[]
[]
[]
[]
[]
[]
[]
[]
[]
[]
[]
[]
[]
[]
[]
[]
[]
[]
[]
[]
[]
[]
[]
[]
[]
[]
[]
[]
[]
[]
[]
[]
[]
[]
[]
[]
[]
[]
[]
[]
[]
[]
[]
[]
[]
[]
[]
[]
[]
[]
[]
[]
[]
[]
[]
[]
[]
[]
[]
[]
[]
[]
[]
[]
[]
[]
[]
[]
[]
[]
[]
[]
[]
[]
[]
[]
[]
[]
[]
[]
[]
[]
[]
[]
[]
[]
[]
[]
[]
[]
[]
[]
[]
[]
[]
[]
[]
[]
[]
[]
[]
[]
[]
[]
[]
[]
[]
[]
[]
[]
[]
[]
[]
[]
[]
[]
[]
[]
[]
[]
[]
[]
[]
[]
[]
[]
[]
[]
[]
[]
[]
[]
[]
[]
[]
[]
[]
[]
[]
[]
[]
[]
[]
[]
[]
[]
[]
[]
[]
[]
[]
[]
[]
[]
[]
[]
[]
[]
[]
[]
[]
[]
[]
[]
[]
[]
[]
[]
[]
[]
[]
[]
[]
[]
[]
[]
[]
[]
[]
[]
[]
[]
[]
[]
[]
[]
[]
[]
[]
[]
[]
[]
[]
[]
[]
[]
[]
[]
[]
[]
[]
[]
[]
[]
[]
[]
[]
[]
[]
[]
[]
[]
[]
[]
[]
[]
[]
[]
[]
[]
[]
[]
[]
[]
[]
[]
[]
[]
[]
[]
[]
[]
[]
[]
[]
[]
[]
[]
[]
[]
[]
[]
[]
[]
[]
[]
[]
[]
[]
[]
[]
[]
[]
[]
[]
[]
[]
[]
[]
[]
[]
[]
[]
[]
[]
[]
[]
[]
[]
[]
[]
[]
[]
[]
[]
[]
[]
[]
[]
[]
[]
[]
[]
[]
[]
[]
[]
[]
[]
[]
[]
[]
[]
[]
[]
[]
[]
[]
[]
[]
[]
[]
[]
[]
[]
[]
[]
[]
[]
[]
[]
[]
[]
[]
[]
[]
[]
[]
[]
[]
[]
[]
[]
[]
[]
[]
[]
[]
[]
[]
[]
[]
[]
[]
[]
[]
[]
[]
[]
[]
[]
[]
[]
[]
[]
[]
[]
[]
[]
[]
[]
[]
[]
[]
[]
[]
[]
[]
[]
[]
[]
[]
[]
[]
[]
[]
[]
[]
[]
[]
[]
[]
[]
[]
[]
[]
[]
[]
[]
[]
[]
[]
[]
[]
[]
[]
[]
[]
[]
[]
[]
[]
[]
[]
[]
[]
[]
[]
[]
[]
[]
[]
[]
[]
[]
[]
[]
[]
[]
[]
[]
[]
[]
[]
[]
[]
[]
[]
[]
[]
[]
[]
[]
[]
[]
[]
[]
[]
[]
[]
[]
[]
[]
[]
[]
[]
[]
[]
[]
[]
[]
[]
[]
[]
[]
[]
[]
[]
[]
[]
[]
[]
[]
[]
[]
[]
[]
[]
[]
[]
[]
[]
[]
[]
[]
[]
[]
[]
[]
[]
[]
[]
[]
[]
[]
[]
[]
[]
[]
[]
[]
[]
[]
[]
[]
[]
[]
[]
[]
[]
[]
[]
[]
[]
[]
[]
[]
[]
[]
[]
[]
[]
[]
[]
[]
[]
[]
[]
[]
[]
[]
[]
[]
[]
[]
[]
[]
[]
[]
[]
[]
[]
[]
[]
[]
[]
[]
[]
[]
[]
[]
[]
[]
[]
[]
[]
[]
[]
[]
[]
[]
[]
[]
[]
[]
[]
[]
[]
[]
[]
[]
[]
[]
[]
[]
[]
[]
[]
[]
[]
[]
[]
[]
[]
[]
[]
[]
[]
[]
[]
[]
[]
[]
[]
[]
[]
[]
[]
[]
[]
[]
[]
[]
[]
[]
[]
[]
[]
[]
[]
[]
[]
[]
[]
[]
[]
[]
[]
[]
[]
[]
[]
[]
[]
[]
[]
[]
[]
[]
[]
[]
[]
[]
[]
[]
[]
[]
[]
[]
[]
[]
[]
[]
[]
[]
[]
[]
[]
[]
[]
[]
[]
[]
[]
[]
[]
[]
[]
[]
[]
[]
[]
[]
[]
[]
[]
[]
[]
[]
[]
[]
[]
[]
[]
[]
[]
[]
[]
[]
[]
[]
[]
[]
[]
[]
[]
[]
[]
[]
[]
[]
[]
[]
[]
[]
[]
[]
[]
[]
[]
[]
[]
[]
[]
[]
[]
[]
[]
[]
[]
[]
[]
[]
[]
[]
[]
[]
[]
[]
[]
[]
[]
[]
[]
[]
[]
[]
[]
[]
[]
[]
[]
[]
[]
[]
[]
[]
[]
[]
[]
[]
[]
[]
[]
[]
[]
[]
[]
[]
[]
[]
[]
[]
[]
[]
[]
[]
[]
[]
[]
[]
[]
[]
[]
[]
[]
[]
[]
[]
[]
[]
[]
[]
[]
[]
[]
[]
[]
[]
[]
[]
[]
[]
[]
[]
[]
[]
[]
[]
[]
[]
[]
[]
[]
[]
[]
[]
[]
[]
[]
[]
[]
[]
[]
[]
[]
[]
[]
[]
[]
[]
[]
[]
[]
[]
[]
[]
[]
[]
[]
[]
[]
[]
[]
[]
[]
[]
[]
[]
[]
[]
[]
[]
[]
[]
[]
[]
[]
[]
[]
[]
[]
[]
[]
[]
[]
[]
[]
[]
[]
[]
[]
[]
[]
[]
[]
[]
[]
[]
[]
[]
[]
[]
[]
[]
[]
[]
[]
[]
[]
[]
[]
[]
[]
[]
[]
[]
[]
[]
[]
[]
[]
[]
[]
[]
[]
[]
[]
[]
[]
[]
[]
[]
[]
[]
[]
[]
[]
[]
[]
[]
[]
[]
[]
[]
[]
[]
[]
[]
[]
[]
[]
[]
[]
[]
[]
[]
[]
[]
[]
[]
[]
[]
[]
[]
[]
[]
[]
[]
[]
[]
[]
[]
[]
[]
[]
[]
[]
[]
[]
[]
[]
[]
[]
[]
[]
[]
[]
[]
[]
[]
[]
[]
[]
[]
[]
[]
[]
[]
[]
[]
[]
[]
[]
[]
[]
[]
[]
[]
[]
[]
[]
[]
[]
[]
[]
[]
[]
[]
[]
[]
[]
[]
[]
[]
[]
[]
[]
[]
[]
[]
[]
[]
[]
[]
[]
[]
[]
[]
[]
[]
[]
[]
[]
[]
[]
[]
[]
[]
[]
[]
[]
[]
[]
[]
[]
[]
[]
[]
[]
[]
[]
[]
[]
[]
[]
[]
[]
[]
[]
[]
[]
[]
[]
[]
[]
[]
[]
[]
[]
[]
[]
[]
[]
[]
[]
[]
[]
[]
[]
[]
[]
[]
[]
[]
[]
[]
[]
[]
[]
[]
[]
[]
[]
[]
[]
[]
[]
[]
[]
[]
[]
[]
[]
[]
[]
[]
[]
[]
[]
[]
[]
[]
[]
[]
[]
[]
[]
[]
[]
[]
[]
[]
[]
[]
[]
[]
[]
[]
[]
[]
[]
[]
[]
[]
[]
[]
[]
[]
[]
[]
[]
[]
[]
[]
[]
[]
[]
[]
[]
[]
[]
[]
[]
[]
[]
[]
[]
[]
[]
[]
[]
[]
[]
[]
[]
[]
[]
[]
[]
[]
[]
[]
[]
[]
[]
[]
[]
[]
[]
[]
[]
[]
[]
[]
[]
[]
[]
[]
[]
[]
[]
[]
[]
[]
[]
[]
[]
[]
[]
[]
[]
[]
[]
[]
[]
[]
[]
[]
[]
[]
[]
[]
[]
[]
[]
[]
[]
[]
[]
[]
[]
[]
[]
[]
[]
[]
[]
[]
[]
[]
[]
[]
[]
[]
[]
[]
[]
[]
[]
[]
[]
[]
[]
[]
[]
[]
[]
[]
[]
[]
[]
[]
[]
[]
[]
[]
[]
[]
[]
[]
[]
[]
[]
[]
[]
[]
[]
[]
[]
[]
[]
[]
[]
[]
[]
[]
[]
[]
[]
[]
[]
[]
[]
[]
[]
[]
[]
[]
[]
[]
[]
[]
[]
[]
[]
[]
[]
[]
[]
[]
[]
[]
[]
[]
[]
[]
[]
[]
[]
[]
[]
[]
[]
[]
[]
[]
[]
[]
[]
[]
[]
[]
[]
[]
[]
[]
[]
[]
[]
[]
[]
[]
[]
[]
[]
[]
[]
[]
[]
[]
[]
[]
[]
[]
[]
[]
[]
[]
[]
[]
[]
[]
[]
[]
[]
[]
[]
[]
[]
[]
[]
[]
[]
[]
[]
[]
[]
[]
[]
[]
[]
[]
[]
[]
[]
[]
[]
[]
[]
[]
[]
[]
[]
[]
[]
[]
[]
[]
[]
[]
[]
[]
[]
[]
[]
[]
[]
[]
[]
[]
[]
[]
[]
[]
[]
[]
[]
[]
[]
[]
[]
[]
[]
[]
[]
[]
[]
[]
[]
[]
[]
[]
[]
[]
[]
[]
[]
[]
[]
[]
[]
[]
[]
[]
[]
[]
[]
[]
[]
[]
[]
[]
[]
[]
[]
[]
[]
[]
[]
[]
[]
[]
[]
[]
[]
[]
[]
[]
[]
[]
[]
[]
[]
[]
[]
[]
[]
[]
[]
[]
[]
[]
[]
[]
[]
[]
[]
[]
[]
[]
[]
[]
[]
[]
[]
[]
[]
[]
[]
[]
[]
[]
[]
[]
[]
[]
[]
[]
[]
[]
[]
[]
[]
[]
[]
[]
[]
[]
[]
[]
[]
[]
[]
[]
[]
[]
[]
[]
[]
[]
[]
[]
[]
[]
[]
[]
[]
[]
[]
[]
[]
[]
[]
[]
[]
[]
[]
[]
[]
[]
[]
[]
[]
[]
[]
[]
[]
[]
[]
[]
[]
[]
[]
[]
[]
[]
[]
[]
[]
[]
[]
[]
[]
[]
[]
[]
[]
[]
[]
[]
[]
[]
[]
[]
[]
[]
[]
[]
[]
[]
[]
[]
[]
[]
[]
[]
[]
[]
[]
[]
[]
[]
[]
[]
[]
[]
[]
[]
[]
[]
[]
[]
[]
[]
[]
[]
[]
[]
[]
[]
[]
[]
[]
[]
[]
[]
[]
[]
[]
[]
[]
[]
[]
[]
[]
[]
[]
[]
[]
[]
[]
[]
[]
[]
[]
[]
[]
[]
[]
[]
[]
[]
[]
[]
[]
[]
[]
[]
[]
[]
[]
[]
[]
[]
[]
[]
[]
[]
[]
[]
[]
[]
[]
[]
[]
[]
[]
[]
[]
[]
[]
[]
[]
[]
[]
[]
[]
[]
[]
[]
[]
[]
[]
[]
[]
[]
[]
[]
[]
[]
[]
[]
[]
[]
[]
[]
[]
[]
[]
[]
[]
[]
[]
[]
[]
[]
[]
[]
[]
[]
[]
[]
[]
[]
[]
[]
[]
[]
[]
[]
[]
[]
[]
[]
[]
[]
[]
[]
[]
[]
[]
[]
[]
[]
[]
[]
[]
[]
[]
[]
[]
[]
[]
[]
[]
[]
[]
[]
[]
[]
[]
[]
[]
[]
[]
[]
[]
[]
[]
[]
[]
[]
[]
[]
[]
[]
[]
[]
[]
[]
[]
[]
[]
[]
[]
[]
[]
[]
[]
[]
[]
[]
[]
[]
[]
[]
[]
[]
[]
[]
[]
[]
[]
[]
[]
[]
[]
[]
[]
[]
[]
[]
[]
[]
[]
[]
[]
[]
[]
[]
[]
[]
[]
[]
[]
[]
[]
[]
[]
[]
[]
[]
[]
[]
[]
[]
[]
[]
[]
[]
[]
[]
[]
[]
[]
[]
[]
[]
[]
[]
[]
[]
[]
[]
[]
[]
[]
[]
[]
[]
[]
[]
[]
[]
[]
[]
[]
[]
[]
[]
[]
[]
[]
[]
[]
[]
[]
[]
[]
[]
[]
[]
[]
[]
[]
[]
[]
[]
[]
[]
[]
[]
[]
[]
[]
[]
[]
[]
[]
[]
[]
[]
[]
[]
[]
[]
[]
[]
[]
[]
[]
[]
[]
[]
[]
[]
[]
[]
[]
[]
[]
[]
[]
[]
[]
[]
[]
[]
[]
[]
[]
[]
[]
[]
[]
[]
[]
[]
[]
[]
[]
[]
[]
[]
[]
[]
[]
[]
[]
[]
[]
[]
[]
[]
[]
[]
[]
[]
[]
[]
[]
[]
[]
[]
[]
[]
[]
[]
[]
[]
[]
[]
[]
[]
[]
[]
[]
[]
[]
[]
[]
[]
[]
[]
[]
[]
[]
[]
[]
[]
[]
[]
[]
[]
[]
[]
[]
[]
[]
[]
[]
[]
[]
[]
[]
[]
[]
[]
[]
[]
[]
[]
[]
[]
[]
[]
[]
[]
[]
[]
[]
[]
[]
[]
[]
[]
[]
[]
[]
[]
[]
[]
[]
[]
[]
[]
[]
[]
[]
[]
[]
[]
[]
[]
[]
[]
[]
[]
[]
[]
[]
[]
[]
[]
[]
[]
[]
[]
[]
[]
[]
[]
[]
[]
[]
[]
[]
[]
[]
[]
[]
[]
[]
[]
[]
[]
[]
[]
[]
[]
[]
[]
[]
[]
[]
[]
[]
[]
[]
[]
[]
[]
[]
[]
[]
[]
[]
[]
[]
[]
[]
[]
[]
[]
[]
[]
[]
[]
[]
[]
[]
[]
[]
[]
[]
[]
[]
[]
[]
[]
[]
[]
[]
[]
[]
[]
[]
[]
[]
[]
[]
[]
[]
[]
[]
[]
[]
[]
[]
[]
[]
[]
[]
[]
[]
[]
[]
[]
[]
[]
[]
[]
[]
[]
[]
[]
[]
[]
[]
[]
[]
[]
[]
[]
[]
[]
[]
[]
[]
[]
[]
[]
[]
[]
[]
[]
[]
[]
[]
[]
[]
[]
[]
[]
[]
[]
[]
[]
[]
[]
[]
[]
[]
[]
[]
[]
[]
[]
[]
[]
[]
[]
[]
[]
[]
[]
[]
[]
[]
[]
[]
[]
[]
[]
[]
[]
[]
[]
[]
[]
[]
[]
[]
[]
[]
[]
[]
[]
[]
[]
[]
[]
[]
[]
[]
[]
[]
[]
[]
[]
[]
[]
[]
[]
[]
[]
[]
[]
[]
[]
[]
[]
[]
[]
[]
[]
[]
[]
[]
[]
[]
[]
[]
[]
[]
[]
[]
[]
[]
[]
[]
[]
[]
[]
[]
[]
[]
[]
[]
[]
[]
[]
[]
[]
[]
[]
[]
[]
[]
[]
[]
[]
[]
[]
[]
[]
[]
[]
[]
[]
[]
[]
[]
[]
[]
[]
[]
[]
[]
[]
[]
[]
[]
[]
[]
[]
[]
[]
[]
[]
[]
[]
[]
[]
[]
[]
[]
[]
[]
[]
[]
[]
[]
[]
[]
[]
[]
[]
[]
[]
[]
[]
[]
[]
[]
[]
[]
[]
[]
[]
[]
[]
[]
[]
[]
[]
[]
[]
[]
[]
[]
[]
[]
[]
[]
[]
[]
[]
[]
[]
[]
[]
[]
[]
[]
[]
[]
[]
[]
[]
[]
[]
[]
[]
[]
[]
[]
[]
[]
[]
[]
[]
[]
[]
[]
[]
[]
[]
[]
[]
[]
[]
[]
[]
[]
[]
[]
[]
[]
[]
[]
[]
[]
[]
[]
[]
[]
[]
[]
[]
[]
[]
[]
[]
[]
[]
[]
[]
[]
[]
[]
[]
[]
[]
[]
[]
[]
[]
[]
[]
[]
[]
[]
[]
[]
[]
[]
[]
[]
[]
[]
[]
[]
[]
[]
[]
[]
[]
[]
[]
[]
[]
[]
[]
[]
[]
[]
[]
[]
[]
[]
[]
[]
[]
[]
[]
[]
[]
[]
[]
[]
[]
[]
[]
[]
[]
[]
[]
[]
[]
[]
[]
[]
[]
[]
[]
[]
[]
[]
[]
[]
[]
[]
[]
[]
[]
[]
[]
[]
[]
[]
[]
[]
[]
[]
[]
[]
[]
[]
[]
[]
[]
[]
[]
[]
[]
[]
[]
[]
[]
[]
[]
[]
[]
[]
[]
[]
[]
[]
[]
[]
[]
[]
[]
[]
[]
[]
[]
[]
[]
[]
[]
[]
[]
[]
[]
[]
[]
[]
[]
[]
[]
[]
[]
[]
[]
[]
[]
[]
[]
[]
[]
[]
[]
[]
[]
[]
[]
[]
[]
[]
[]
[]
[]
[]
[]
[]
[]
[]
[]
[]
[]
[]
[]
[]
[]
[]
[]
[]
[]
[]
[]
[]
[]
[]
[]
[]
[]
[]
[]
[]
[]
[]
[]
[]
[]
[]
[]
[]
[]
[]
[]
[]
[]
[]
[]
[]
[]
[]
[]
[]
[]
[]
[]
[]
[]
[]
[]
[]
[]
[]
[]
[]
[]
[]
[]
[]
[]
[]
[]
[]
[]
[]
[]
[]
[]
[]
[]
[]
[]
[]
[]
[]
[]
[]
[]
[]
[]
[]
[]
[]
[]
[]
[]
[]
[]
[]
[]
[]
[]
[]
[]
[]
[]
[]
[]
[]
[]
[]
[]
[]
[]
[]
[]
[]
[]
[]
[]
[]
[]
[]
[]
[]
[]
[]
[]
[]
[]
[]
[]
[]
[]
[]
[]
[]
[]
[]
[]
[]
[]
[]
[]
[]
[]
[]
[]
[]
[]
[]
[]
[]
[]
[]
[]
[]
[]
[]
[]
[]
[]
[]
[]
[]
[]
[]
[]
[]
[]
[]
[]
[]
[]
[]
[]
[]
[]
[]
[]
[]
[]
[]
[]
[]
[]
[]
[]
[]
[]
[]
[]
[]
[]
[]
[]
[]
[]
[]
[]
[]
[]
[]
[]
[]
[]
[]
[]
[]
[]
[]
[]
[]
[]
[]
[]
[]
[]
[]
[]
[]
[]
[]
[]
[]
[]
[]
[]
[]
[]
[]
[]
[]
[]
[]
[]
[]
[]
[]
[]
[]
[]
[]
[]
[]
[]
[]
[]
[]
[]
[]
[]
[]
[]
[]
[]
[]
[]
[]
[]
[]
[]
[]
[]
[]
[]
[]
[]
[]
[]
[]
[]
[]
[]
[]
[]
[]
[]
[]
[]
[]
[]
[]
[]
[]
[]
[]
[]
[]
[]
[]
[]
[]
[]
[]
[]
[]
[]
[]
[]
[]
[]
[]
[]
[]
[]
[]
[]
[]
[]
[]
[]
[]
[]
[]
[]
[]
[]
[]
[]
[]
[]
[]
[]
[]
[]
[]
[]
[]
[]
[]
[]
[]
[]
[]
[]
[]
[]
[]
[]
[]
[]
[]
[]
[]
[]
[]
[]
[]
[]
[]
[]
[]
[]
[]
[]
[]
[]
[]
[]
[]
[]
[]
[]
[]
[]
[]
[]
[]
[]
[]
[]
[]
[]
[]
[]
[]
[]
[]
[]
[]
[]
[]
[]
[]
[]
[]
[]
[]
[]
[]
[]
[]
[]
[]
[]
[]
[]
[]
[]
[]
[]
[]
[]
[]
[]
[]
[]
[]
[]
[]
[]
[]
[]
[]
[]
[]
[]
[]
[]
[]
[]
[]
[]
[]
[]
[]
[]
[]
[]
[]
[]
[]
[]
[]
[]
[]
[]
[]
[]
[]
[]
[]
[]
[]
[]
[]
[]
[]
[]
[]
[]
[]
[]
[]
[]
[]
[]
[]
[]
[]
[]
[]
[]
[]
[]
[]
[]
[]
[]
[]
[]
[]
[]
[]
[]
[]
[]
[]
[]
[]
[]
[]
[]
[]
[]
[]
[]
[]
[]
[]
[]
[]
[]
[]
[]
[]
[]
[]
[]
[]
[]
[]
[]
[]
[]
[]
[]
[]
[]
[]
[]
[]
[]
[]
[]
[]
[]
[]
[]
[]
[]
[]
[]
[]
[]
[]
[]
[]
[]
[]
[]
[]
[]
[]
[]
[]
[]
[]
[]
[]
[]
[]
[]
[]
[]
[]
[]
[]
[]
[]
[]
[]
[]
[]
[]
[]
[]
[]
[]
[]
[]
[]
[]
[]
[]
[]
[]
[]
[]
[]
[]
[]
[]
[]
[]
[]
[]
[]
[]
[]
[]
[]
[]
[]
[]
[]
[]
[]
[]
[]
[]
[]
[]
[]
[]
[]
[]
[]
[]
[]
[]
[]
[]
[]
[]
[]
[]
[]
[]
[]
[]
[]
[]
[]
[]
[]
[]
[]
[]
[]
[]
[]
[]
[]
[]
[]
[]
[]
[]
[]
[]
[]
[]
[]
[]
[]
[]
[]
[]
[]
[]
[]
[]
[]
[]
[]
[]
[]
[]
[]
[]
[]
[]
[]
[]
[]
[]
[]
[]
[]
[]
[]
[]
[]
[]
[]
[]
[]
[]
[]
[]
[]
[]
[]
[]
[]
[]
[]
[]
[]
[]
[]
[]
[]
[]
[]
[]
[]
[]
[]
[]
[]
[]
[]
[]
[]
[]
[]
[]
[]
[]
[]
[]
[]
[]
[]
[]
[]
[]
[]
[]
[]
[]
[]
[]
[]
[]
[]
[]
[]
[]
[]
[]
[]
[]
[]
[]
[]
[]
[]
[]
[]
[]
[]
[]
[]
[]
[]
[]
[]
[]
[]
[]
[]
[]
[]
[]
[]
[]
[]
[]
[]
[]
[]
[]
[]
[]
[]
[]
[]
[]
[]
[]
[]
[]
[]
[]
[]
[]
[]
[]
[]
[]
[]
[]
[]
[]
[]
[]
[]
[]
[]
[]
[]
[]
[]
[]
[]
[]
[]
[]
[]
[]
[]
[]
[]
[]
[]
[]
[]
[]
[]
[]
[]
[]
[]
[]
[]
[]
[]
[]
[]
[]
[]
[]
[]
[]
[]
[]
[]
[]
[]
[]
[]
[]
[]
[]
[]
[]
[]
[]
[]
[]
[]
[]
[]
[]
[]
[]
[]
[]
[]
[]
[]
[]
[]
[]
[]
[]
[]
[]
[]
[]
[]
[]
[]
[]
[]
[]
[]
[]
[]
[]
[]
[]
[]
[]
[]
[]
[]
[]
[]
[]
[]
[]
[]
[]
[]
[]
[]
[]
[]
[]
[]
[]
[]
[]
[]
[]
[]
[]
[]
[]
[]
[]
[]
[]
[]
[]
[]
[]
[]
[]
[]
[]
[]
[]
[]
[]
[]
[]
[]
[]
[]
[]
[]
[]
[]
[]
[]
[]
[]
[]
[]
[]
[]
[]
[]
[]
[]
[]
[]
[]
[]
[]
[]
[]
[]
[]
[]
[]
[]
[]
[]
[]
[]
[]
[]
[]
[]
[]
[]
[]
[]
[]
[]
[]
[]
[]
[]
[]
[]
[]
[]
[]
[]
[]
[]
[]
[]
[]
[]
[]
[]
[]
[]
[]
[]
[]
[]
[]
[]
[]
[]
[]
[]
[]
[]
[]
[]
[]
[]
[]
[]
[]
[]
[]
[]
[]
[]
[]
[]
[]
[]
[]
[]
[]
[]
[]
[]
[]
[]
[]
[]
[]
[]
[]
[]
[]
[]
[]
[]
[]
[]
[]
[]
[]
[]
[]
[]
[]
[]
[]
[]
[]
[]
[]
[]
[]
[]
[]
[]
[]
[]
[]
[]
[]
[]
[]
[]
[]
[]
[]
[]
[]
[]
[]
[]
[]
[]
[]
[]
[]
[]
[]
[]
[]
[]
[]
[]
[]
[]
[]
[]
[]
[]
[]
[]
[]
[]
[]
[]
[]
[]
[]
[]
[]
[]
[]
[]
[]
[]
[]
[]
[]
[]
[]
[]
[]
[]
[]
[]
[]
[]
[]
[]
[]
[]
[]
[]
[]
[]
[]
[]
[]
[]
[]
[]
[]
[]
[]
[]
[]
[]
[]
[]
[]
[]
[]
[]
[]
[]
[]
[]
[]
[]
[]
[]
[]
[]
[]
[]
[]
[]
[]
[]
[]
[]
[]
[]
[]
[]
[]
[]
[]
[]
[]
[]
[]
[]
[]
[]
[]
[]
[]
[]
[]
[]
[]
[]
[]
[]
[]
[]
[]
[]
[]
[]
[]
[]
[]
[]
[]
[]
[]
[]
[]
[]
[]
[]
[]
[]
[]
[]
[]
[]
[]
[]
[]
[]
[]
[]
[]
[]
[]
[]
[]
[]
[]
[]
[]
[]
[]
[]
[]
[]
[]
[]
[]
[]
[]
[]
[]
[]
[]
[]
[]
[]
[]
[]
[]
[]
[]
[]
[]
[]
[]
[]
[]
[]
[]
[]
[]
[]
[]
[]
[]
[]
[]
[]
[]
[]
[]
[]
[]
[]
[]
[]
[]
[]
[]
[]
[]
[]
[]
[]
[]
[]
[]
[]
[]
[]
[]
[]
[]
[]
[]
[]
[]
[]
[]
[]
[]
[]
[]
[]
[]
[]
[]
[]
[]
[]
[]
[]
[]
[]
[]
[]
[]
[]
[]
[]
[]
[]
[]
[]
[]
[]
[]
[]
[]
[]
[]
[]
[]
[]
[]
[]
[]
[]
[]
[]
[]
[]
[]
[]
[]
[]
[]
[]
[]
[]
[]
[]
[]
[]
[]
[]
[]
[]
[]
[]
[]
[]
[]
[]
[]
[]
[]
[]
[]
[]
[]
[]
[]
[]
[]
[]
[]
[]
[]
[]
[]
[]
[]
[]
[]
[]
[]
[]
[]
[]
[]
[]
[]
[]
[]
[]
[]
[]
[]
[]
[]
[]
[]
[]
[]
[]
[]
[]
[]
[]
[]
[]
[]
[]
[]
[]
[]
[]
[]
[]
[]
[]
[]
[]
[]
[]
[]
[]
[]
[]
[]
[]
[]
[]
[]
[]
[]
[]
[]
[]
[]
[]
[]
[]
[]
[]
[]
[]
[]
[]
[]
[]
[]
[]
[]
[]
[]
[]
[]
[]
[]
[]
[]
[]
[]
[]
[]
[]
[]
[]
[]
[]
[]
[]
[]
[]
[]
[]
[]
[]
[]
[]
[]
[]
[]
[]
[]
[]
[]
[]
[]
[]
[]
[]
[]
[]
[]
[]
[]
[]
[]
[]
[]
[]
[]
[]
[]
[]
[]
[]
[]
[]
[]
[]
[]
[]
[]
[]
[]
[]
[]
[]
[]
[]
[]
[]
[]
[]
[]
[]
[]
[]
[]
[]
[]
[]
[]
[]
[]
[]
[]
[]
[]
[]
[]
[]
[]
[]
[]
[]
[]
[]
[]
[]
[]
[]
[]
[]
[]
[]
[]
[]
[]
[]
[]
[]
[]
[]
[]
[]
[]
[]
[]
[]
[]
[]
[]
[]
[]
[]
[]
[]
[]
[]
[]
[]
[]
[]
[]
[]
[]
[]
[]
[]
[]
[]
[]
[]
[]
[]
[]
[]
[]
[]
[]
[]
[]
[]
[]
[]
[]
[]
[]
[]
[]
[]
[]
[]
[]
[]
[]
[]
[]
[]
[]
[]
[]
[]
[]
[]
[]
[]
[]
[]
[]
[]
[]
[]
[]
[]
[]
[]
[]
[]
[]
[]
[]
[]
[]
[]
[]
[]
[]
[]
[]
[]
[]
[]
[]
[]
[]
[]
[]
[]
[]
[]
[]
[]
[]
[]
[]
[]
[]
[]
[]
[]
[]
[]
[]
[]
[]
[]
[]
[]
[]
[]
[]
[]
[]
[]
[]
[]
[]
[]
[]
[]
[]
[]
[]
[]
[]
[]
[]
[]
[]
[]
[]
[]
[]
[]
[]
[]
[]
[]
[]
[]
[]
[]
[]
[]
[]
[]
[]
[]
[]
[]
[]
[]
[]
[]
[]
[]
[]
[]
[]
[]
[]
[]
[]
[]
[]
[]
[]
[]
[]
[]
[]
[]
[]
[]
[]
[]
[]
[]
[]
[]
[]
[]
[]
[]
[]
[]
[]
[]
[]
[]
[]
[]
[]
[]
[]
[]
[]
[]
[]
[]
[]
[]
[]
[]
[]
[]
[]
[]
[]
[]
[]
[]
[]
[]
[]
[]
[]
[]
[]
[]
[]
[]
[]
[]
[]
[]
[]
[]
[]
[]
[]
[]
[]
[]
[]
[]
[]
[]
[]
[]
[]
[]
[]
[]
[]
[]
[]
[]
[]
[]
[]
[]
[]
[]
[]
[]
[]
[]
[]
[]
[]
[]
[]
[]
[]
[]
[]
[]
[]
[]
[]
[]
[]
[]
[]
[]
[]
[]
[]
[]
[]
[]
[]
[]
[]
[]
[]
[]
[]
[]
[]
[]
[]
[]
[]
[]
[]
[]
[]
[]
[]
[]
[]
[]
[]
[]
[]
[]
[]
[]
[]
[]
[]
[]
[]
[]
[]
[]
[]
[]
[]
[]
[]
[]
[]
[]
[]
[]
[]
[]
[]
[]
[]
[]
[]
[]
[]
[]
[]
[]
[]
[]
[]
[]
[]
[]
[]
[]
[]
[]
[]
[]
[]
[]
[]
[]
[]
[]
[]
[]
[]
[]
[]
[]
[]
[]
[]
[]
[]
[]
[]
[]
[]
[]
[]
[]
[]
[]
[]
[]
[]
[]
[]
[]
[]
[]
[]
[]
[]
[]
[]
[]
[]
[]
[]
[]
[]
[]
[]
[]
[]
[]
[]
[]
[]
[]
[]
[]
[]
[]
[]
[]
[]
[]
[]
[]
[]
[]
[]
[]
[]
[]
[]
[]
[]
[]
[]
[]
[]
[]
[]
[]
[]
[]
[]
[]
[]
[]
[]
[]
[]
[]
[]
[]
[]
[]
[]
[]
[]
[]
[]
[]
[]
[]
[]
[]
[]
[]
[]
[]
[]
[]
[]
[]
[]
[]
[]
[]
[]
[]
[]
[]
[]
[]
[]
[]
[]
[]
[]
[]
[]
[]
[]
[]
[]
[]
[]
[]
[]
[]
[]
[]
[]
[]
[]
[]
[]
[]
[]
[]
[]
[]
[]
[]
[]
[]
[]
[]
[]
[]
[]
[]
[]
[]
[]
[]
[]
[]
[]
[]
[]
[]
[]
[]
[]
[]
[]
[]
[]
[]
[]
[]
[]
[]
[]
[]
[]
[]
[]
[]
[]
[]
[]
[]
[]
[]
[]
[]
[]
[]
[]
[]
[]
[]
[]
[]
[]
[]
[]
[]
[]
[]
[]
[]
[]
[]
[]
[]
[]
[]
[]
[]
[]
[]
[]
[]
[]
[]
[]
[]
[]
[]
[]
[]
[]
[]
[]
[]
[]
[]
[]
[]
[]
[]
[]
[]
[]
[]
[]
[]
[]
[]
[]
[]
[]
[]
[]
[]
[]
[]
[]
[]
[]
[]
[]
[]
[]
[]
[]
[]
[]
[]
[]
[]
[]
[]
[]
[]
[]
[]
[]
[]
[]
[]
[]
[]
[]
[]
[]
[]
[]
[]
[]
[]
[]
[]
[]
[]
[]
[]
[]
[]
[]
[]
[]
[]
[]
[]
[]
[]
[]
[]
[]
[]
[]
[]
[]
[]
[]
[]
[]
[]
[]
[]
[]
[]
[]
[]
[]
[]
[]
[]
[]
[]
[]
[]
[]
[]
[]
[]
[]
[]
[]
[]
[]
[]
[]
[]
[]
[]
[]
[]
[]
[]
[]
[]
[]
[]
[]
[]
[]
[]
[]
[]
[]
[]
[]
[]
[]
[]
[]
[]
[]
[]
[]
[]
[]
[]
[]
[]
[]
[]
[]
[]
[]
[]
[]
[]
[]
[]
[]
[]
[]
[]
[]
[]
[]
[]
[]
[]
[]
[]
[]
[]
[]
[]
[]
[]
[]
[]
[]
[]
[]
[]
[]
[]
[]
[]
[]
[]
[]
[]
[]
[]
[]
[]
[]
[]
[]
[]
[]
[]
[]
[]
[]
[]
[]
[]
[]
[]
[]
[]
[]
[]
[]
[]
[]
[]
[]
[]
[]
[]
[]
[]
[]
[]
[]
[]
[]
[]
[]
[]
[]
[]
[]
[]
[]
[]
[]
[]
[]
[]
[]
[]
[]
[]
[]
[]
[]
[]
[]
[]
[]
[]
[]
[]
[]
[]
[]
[]
[]
[]
[]
[]
[]
[]
[]
[]
[]
[]
[]
[]
[]
[]
[]
[]
[]
[]
[]
[]
[]
[]
[]
[]
[]
[]
[]
[]
[]
[]
[]
[]
[]
[]
[]
[]
[]
[]
[]
[]
[]
[]
[]
[]
[]
[]
[]
[]
[]
[]
[]
[]
[]
[]
[]
[]
[]
[]
[]
[]
[]
[]
[]
[]
[]
[]
[]
[]
[]
[]
[]
[]
[]
[]
[]
[]
[]
[]
[]
[]
[]
[]
[]
[]
[]
[]
[]
[]
[]
[]
[]
[]
[]
[]
[]
[]
[]
[]
[]
[]
[]
[]
[]
[]
[]
[]
[]
[]
[]
[]
[]
[]
[]
[]
[]
[]
[]
[]
[]
[]
[]
[]
[]
[]
[]
[]
[]
[]
[]
[]
[]
[]
[]
[]
[]
[]
[]
[]
[]
[]
[]
[]
[]
[]
[]
[]
[]
[]
[]
[]
[]
[]
[]
[]
[]
[]
[]
[]
[]
[]
[]
[]
[]
[]
[]
[]
[]
[]
[]
[]
[]
[]
[]
[]
[]
[]
[]
[]
[]
[]
[]
[]
[]
[]
[]
[]
[]
[]
[]
[]
[]
[]
[]
[]
[]
[]
[]
[]
[]
[]
[]
[]
[]
[]
[]
[]
[]
[]
[]
[]
[]
[]
[]
[]
[]
[]
[]
[]
[]
[]
[]
[]
[]
[]
[]
[]
[]
[]
[]
[]
[]
[]
[]
[]
[]
[]
[]
[]
[]
[]
[]
[]
[]
[]
[]
[]
[]
[]
[]
[]
[]
[]
[]
[]
[]
[]
[]
[]
[]
[]
[]
[]
[]
[]
[]
[]
[]
[]
[]
[]
[]
[]
[]
[]
[]
[]
[]
[]
[]
[]
[]
[]
[]
[]
[]
[]
[]
[]
[]
[]
[]
[]
[]
[]
[]
[]
[]
[]
[]
[]
[]
[]
[]
[]
[]
[]
[]
[]
[]
[]
[]
[]
[]
[]
[]
[]
[]
[]
[]
[]
[]
[]
[]
[]
[]
[]
[]
[]
[]
[]
[]
[]
[]
[]
[]
[]
[]
[]
[]
[]
[]
[]
[]
[]
[]
[]
[]
[]
[]
[]
[]
[]
[]
[]
[]
[]
[]
[]
[]
[]
[]
[]
[]
[]
[]
[]
[]
[]
[]
[]
[]
[]
[]
[]
[]
[]
[]
[]
[]
[]
[]
[]
[]
[]
[]
[]
[]
[]
[]
[]
[]
[]
[]
[]
[]
[]
[]
[]
[]
[]
[]
[]
[]
[]
[]
[]
[]
[]
[]
[]
[]
[]
[]
[]
[]
[]
[]
[]
[]
[]
[]
[]
[]
[]
[]
[]
[]
[]
[]
[]
[]
[]
[]
[]
[]
[]
[]
[]
[]
[]
[]
[]
[]
[]
[]
[]
[]
[]
[]
[]
[]
[]
[]
[]
[]
[]
[]
[]
[]
[]
[]
[]
[]
[]
[]
[]
[]
[]
[]
[]
[]
[]
[]
[]
[]
[]
[]
[]
[]
[]
[]
[]
[]
[]
[]
[]
[]
[]
[]
[]
[]
[]
[]
[]
[]
[]
[]
[]
[]
[]
[]
[]
[]
[]
[]
[]
[]
[]
[]
[]
[]
[]
[]
[]
[]
[]
[]
[]
[]
[]
[]
[]
[]
[]
[]
[]
[]
[]
[]
[]
[]
[]
[]
[]
[]
[]
[]
[]
[]
[]
[]
[]
[]
[]
[]
[]
[]
[]
[]
[]
[]
[]
[]
[]
[]
[]
[]
[]
[]
[]
[]
[]
[]
[]
[]
[]
[]
[]
[]
[]
[]
[]
[]
[]
[]
[]
[]
[]
[]
[]
[]
[]
[]
[]
[]
[]
[]
[]
[]
[]
[]
[]
[]
[]
[]
[]
[]
[]
[]
[]
[]
[]
[]
[]
[]
[]
[]
[]
[]
[]
[]
[]
[]
[]
[]
[]
[]
[]
[]
[]
[]
[]
[]
[]
[]
[]
[]
[]
[]
[]
[]
[]
[]
[]
[]
[]
[]
[]
[]
[]
[]
[]
[]
[]
[]
[]
[]
[]
[]
[]
[]
[]
[]
[]
[]
[]
[]
[]
[]
[]
[]
[]
[]
[]
[]
[]
[]
[]
[]
[]
[]
[]
[]
[]
[]
[]
[]
[]
[]
[]
[]
[]
[]
[]
[]
[]
[]
[]
[]
[]
[]
[]
[]
[]
[]
[]
[]
[]
[]
[]
[]
[]
[]
[]
[]
[]
[]
[]
[]
[]
[]
[]
[]
[]
[]
[]
[]
[]
[]
[]
[]
[]
[]
[]
[]
[]
[]
[]
[]
[]
[]
[]
[]
[]
[]
[]
[]
[]
[]
[]
[]
[]
[]
[]
[]
[]
[]
[]
[]
[]
[]
[]
[]
[]
[]
[]
[]
[]
[]
[]
[]
[]
[]
[]
[]
[]
[]
[]
[]
[]
[]
[]
[]
[]
[]
[]
[]
[]
[]
[]
[]
[]
[]
[]
[]
[]
[]
[]
[]
[]
[]
[]
[]
[]
[]
[]
[]
[]
[]
[]
[]
[]
[]
[]
[]
[]
[]
[]
[]
[]
[]
[]
[]
[]
[]
[]
[]
[]
[]
[]
[]
[]
[]
[]
[]
[]
[]
[]
[]
[]
[]
[]
[]
[]
[]
[]
[]
[]
[]
[]
[]
[]
[]
[]
[]
[]
[]
[]
[]
[]
[]
[]
[]
[]
[]
[]
[]
[]
[]
[]
[]
[]
[]
[]
[]
[]
[]
[]
[]
[]
[]
[]
[]
[]
[]
[]
[]
[]
[]
[]
[]
[]
[]
[]
[]
[]
[]
[]
[]
[]
[]
[]
[]
[]
[]
[]
[]
[]
[]
[]
[]
[]
[]
[]
[]
[]
[]
[]
[]
[]
[]
[]
[]
[]
[]
[]
[]
[]
[]
[]
[]
[]
[]
[]
[]
[]
[]
[]
[]
[]
[]
[]
[]
[]
[]
[]
[]
[]
[]
[]
[]
[]
[]
[]
[]
[]
[]
[]
[]
[]
[]
[]
[]
[]
[]
[]
[]
[]
[]
[]
[]
[]
[]
[]
[]
[]
[]
[]
[]
[]
[]
[]
[]
[]
[]
[]
[]
[]
[]
[]
[]
[]
[]
[]
[]
[]
[]
[]
[]
[]
[]
[]
[]
[]
[]
[]
[]
[]
[]
[]
[]
[]
[]
[]
[]
[]
[]
[]
[]
[]
[]
[]
[]
[]
[]
[]
[]
[]
[]
[]
[]
[]
[]
[]
[]
[]
[]
[]
[]
[]
[]
[]
[]
[]
[]
[]
[]
[]
[]
[]
[]
[]
[]
[]
[]
[]
[]
[]
[]
[]
[]
[]
[]
[]
[]
[]
[]
[]
[]
[]
[]
[]
[]
[]
[]
[]
[]
[]
[]
[]
[]
[]
[]
[]
[]
[]
[]
[]
[]
[]
[]
[]
[]
[]
[]
[]
[]
[]
[]
[]
[]
[]
[]
[]
[]
[]
[]
[]
[]
[]
[]
[]
[]
[]
[]
[]
[]
[]
[]
[]
[]
[]
[]
[]
[]
[]
[]
[]
[]
[]
[]
[]
[]
[]
[]
[]
[]
[]
[]
[]
[]
[]
[]
[]
[]
[]
[]
[]
[]
[]
[]
[]
[]
[]
[]
[]
[]
[]
[]
[]
[]
[]
[]
[]
[]
[]
[]
[]
[]
[]
[]
[]
[]
[]
[]
[]
[]
[]
[]
[]
[]
[]
[]
[]
[]
[]
[]
[]
[]
[]
[]
[]
[]
[]
[]
[]
[]
[]
[]
[]
[]
[]
[]
[]
[]
[]
[]
[]
[]
[]
[]
[]
[]
[]
[]
[]
[]
[]
[]
[]
[]
[]
[]
[]
[]
[]
[]
[]
[]
[]
[]
[]
[]
[]
[]
[]
[]
[]
[]
[]
[]
[]
[]
[]
[]
[]
[]
[]
[]
[]
[]
[]
[]
[]
[]
[]
[]
[]
[]
[]
[]
[]
[]
[]
[]
[]
[]
[]
[]
[]
[]
[]
[]
[]
[]
[]
[]
[]
[]
[]
[]
[]
[]
[]
[]
[]
[]
[]
[]
[]
[]
[]
[]
[]
[]
[]
[]
[]
[]
[]
[]
[]
[]
[]
[]
[]
[]
[]
[]
[]
[]
[]
[]
[]
[]
[]
[]
[]
[]
[]
[]
[]
[]
[]
[]
[]
[]
[]
[]
[]
[]
[]
[]
[]
[]
[]
[]
[]
[]
[]
[]
[]
[]
[]
[]
[]
[]
[]
[]
[]
[]
[]
[]
[]
[]
[]
[]
[]
[]
[]
[]
[]
[]
[]
[]
[]
[]
[]
[]
[]
[]
[]
[]
[]
[]
[]
[]
[]
[]
[]
[]
[]
[]
[]
[]
[]
[]
[]
[]
[]
[]
[]
[]
[]
[]
[]
[]
[]
[]
[]
[]
[]
[]
[]
[]
[]
[]
[]
[]
[]
[]
[]
[]
[]
[]
[]
[]
[]
[]
[]
[]
[]
[]
[]
[]
[]
[]
[]
[]
[]
[]
[]
[]
[]
[]
[]
[]
[]
[]
[]
[]
[]
[]
[]
[]
[]
[]
[]
[]
[]
[]
[]
[]
[]
[]
[]
[]
[]
[]
[]
[]
[]
[]
[]
[]
[]
[]
[]
[]
[]
[]
[]
[]
[]
[]
[]
[]
[]
[]
[]
[]
[]
[]
[]
[]
[]
[]
[]
[]
[]
[]
[]
[]
[]
[]
[]
[]
[]
[]
[]
[]
[]
[]
[]
[]
[]
[]
[]
[]
[]
[]
[]
[]
[]
[]
[]
[]
[]
[]
[]
[]
[]
[]
[]
[]
[]
[]
[]
[]
[]
[]
[]
[]
[]
[]
[]
[]
[]
[]
[]
[]
[]
[]
[]
[]
[]
[]
[]
[]
[]
[]
[]
[]
[]
[]
[]
[]
[]
[]
[]
[]
[]
[]
[]
[]
[]
[]
[]
[]
[]
[]
[]
[]
[]
[]
[]
[]
[]
[]
[]
[]
[]
[]
[]
[]
[]
[]
[]
[]
[]
[]
[]
[]
[]
[]
[]
[]
[]
[]
[]
[]
[]
[]
[]
[]
[]
[]
[]
[]
[]
[]
[]
[]
[]
[]
[]
[]
[]
[]
[]
[]
[]
[]
[]
[]
[]
[]
[]
[]
[]
[]
[]
[]
[]
[]
[]
[]
[]
[]
[]
[]
[]
[]
[]
[]
[]
[]
[]
[]
[]
[]
[]
[]
[]
[]
[]
[]
[]
[]
[]
[]
[]
[]
[]
[]
[]
[]
[]
[]
[]
[]
[]
[]
[]
[]
[]
[]
[]
[]
[]
[]
[]
[]
[]
[]
[]
[]
[]
[]
[]
[]
[]
[]
[]
[]
[]
[]
[]
[]
[]
[]
[]
[]
[]
[]
[]
[]
[]
[]
[]
[]
[]
[]
[]
[]
[]
[]
[]
[]
[]
[]
[]
[]
[]
[]
[]
[]
[]
[]
[]
[]
[]
[]
[]
[]
[]
[]
[]
[]
[]
[]
[]
[]
[]
[]
[]
[]
[]
[]
[]
[]
[]
[]
[]
[]
[]
[]
[]
[]
[]
[]
[]
[]
[]
[]
[]
[]
[]
[]
[]
[]
[]
[]
[]
[]
[]
[]
[]
[]
[]
[]
[]
[]
[]
[]
[]
[]
[]
[]
[]
[]
[]
[]
[]
[]
[]
[]
[]
[]
[]
[]
[]
[]
[]
[]
[]
[]
[]
[]
[]
[]
[]
[]
[]
[]
[]
[]
[]
[]
[]
[]
[]
[]
[]
[]
[]
[]
[]
[]
[]
[]
[]
[]
[]
[]
[]
[]
[]
[]
[]
[]
[]
[]
[]
[]
[]
[]
[]
[]
[]
[]
[]
[]
[]
[]
[]
[]
[]
[]
[]
[]
[]
[]
[]
[]
[]
[]
[]
[]
[]
[]
[]
[]
[]
[]
[]
[]
[]
[]
[]
[]
[]
[]
[]
[]
[]
[]
[]
[]
[]
[]
[]
[]
[]
[]
[]
[]
[]
[]
[]
[]
[]
[]
[]
[]
[]
[]
[]
[]
[]
[]
[]
[]
[]
[]
[]
[]
[]
[]
[]
[]
[]
[]
[]
[]
[]
[]
[]
[]
[]
[]
[]
[]
[]
[]
[]
[]
[]
[]
[]
[]
[]
[]
[]
[]
[]
[]
[]
[]
[]
[]
[]
[]
[]
[]
[]
[]
[]
[]
[]
[]
[]
[]
[]
[]
[]
[]
[]
[]
[]
[]
[]
[]
[]
[]
[]
[]
[]
[]
[]
[]
[]
[]
[]
[]
[]
[]
[]
[]
[]
[]
[]
[]
[]
[]
[]
[]
[]
[]
[]
[]
[]
[]
[]
[]
[]
[]
[]
[]
[]
[]
[]
[]
[]
[]
[]
[]
[]
[]
[]
[]
[]
[]
[]
[]
[]
[]
[]
[]
[]
[]
[]
[]
[]
[]
[]
[]
[]
[]
[]
[]
[]
[]
[]
[]
[]
[]
[]
[]
[]
[]
[]
[]
[]
[]
[]
[]
[]
[]
[]
[]
[]
[]
[]
[]
[]
[]
[]
[]
[]
[]
[]
[]
[]
[]
[]
[]
[]
[]
[]
[]
[]
[]
[]
[]
[]
[]
[]
[]
[]
[]
[]
[]
[]
[]
[]
[]
[]
[]
[]
[]
[]
[]
[]
[]
[]
[]
[]
[]
[]
[]
[]
[]
[]
[]
[]
[]
[]
[]
[]
[]
[]
[]
[]
[]
[]
[]
[]
[]
[]
[]
[]
[]
[]
[]
[]
[]
[]
[]
[]
[]
[]
[]
[]
[]
[]
[]
[]
[]
[]
[]
[]
[]
[]
[]
[]
[]
[]
[]
[]
[]
[]
[]
[]
[]
[]
[]
[]
[]
[]
[]
[]
[]
[]
[]
[]
[]
[]
[]
[]
[]
[]
[]
[]
[]
[]
[]
[]
[]
[]
[]
[]
[]
[]
[]
[]
[]
[]
[]
[]
[]
[]
[]
[]
[]
[]
[]
[]
[]
[]
[]
[]
[]
[]
[]
[]
[]
[]
[]
[]
[]
[]
[]
[]
[]
[]
[]
[]
[]
[]
[]
[]
[]
[]
[]
[]
[]
[]
[]
[]
[]
[]
[]
[]
[]
[]
[]
[]
[]
[]
[]
[]
[]
[]
[]
[]
[]
[]
[]
[]
[]
[]
[]
[]
[]
[]
[]
[]
[]
[]
[]
[]
[]
[]
[]
[]
[]
[]
[]
[]
[]
[]
[]
[]
[]
[]
[]
[]
[]
[]
[]
[]
[]
[]
[]
[]
[]
[]
[]
[]
[]
[]
[]
[]
[]
[]
[]
[]
[]
[]
[]
[]
[]
[]
[]
[]
[]
[]
[]
[]
[]
[]
[]
[]
[]
[]
[]
[]
[]
[]
[]
[]
[]
[]
[]
[]
[]
[]
[]
[]
[]
[]
[]
[]
[]
[]
[]
[]
[]
[]
[]
[]
[]
[]
[]
[]
[]
[]
[]
[]
[]
[]
[]
[]
[]
[]
[]
[]
[]
[]
[]
[]
[]
[]
[]
[]
[]
[]
[]
[]
[]
[]
[]
[]
[]
[]
[]
[]
[]
[]
[]
[]
[]
[]
[]
[]
[]
[]
[]
[]
[]
[]
[]
[]
[]
[]
[]
[]
[]
[]
[]
[]
[]
[]
[]
[]
[]
[]
[]
[]
[]
[]
[]
[]
[]
[]
[]
[]
[]
[]
[]
[]
[]
[]
[]
[]
[]
[]
[]
[]
[]
[]
[]
[]
[]
[]
[]
[]
[]
[]
[]
[]
[]
[]
[]
[]
[]
[]
[]
[]
[]
[]
[]
[]
[]
[]
[]
[]
[]
[]
[]
[]
[]
[]
[]
[]
[]
[]
[]
[]
[]
[]
[]
[]
[]
[]
[]
[]
[]
[]
[]
[]
[]
[]
[]
[]
[]
[]
[]
[]
[]
[]
[]
[]
[]
[]
[]
[]
[]
[]
[]
[]
[]
[]
[]
[]
[]
[]
[]
[]
[]
[]
[]
[]
[]
[]
[]
[]
[]
[]
[]
[]
[]
[]
[]
[]
[]
[]
[]
[]
[]
[]
[]
[]
[]
[]
[]
[]
[]
[]
[]
[]
[]
[]
[]
[]
[]
[]
[]
[]
[]
[]
[]
[]
[]
[]
[]
[]
[]
[]
[]
[]
[]
[]
[]
[]
[]
[]
[]
[]
[]
[]
[]
[]
[]
[]
[]
[]
[]
[]
[]
[]
[]
[]
[]
[]
[]
[]
[]
[]
[]
[]
[]
[]
[]
[]
[]
[]
[]
[]
[]
[]
[]
[]
[]
[]
[]
[]
[]
[]
[]
[]
[]
[]
[]
[]
[]
[]
[]
[]
[]
[]
[]
[]
[]
[]
[]
[]
[]
[]
[]
[]
[]
[]
[]
[]
[]
[]
[]
[]
[]
[]
[]
[]
[]
[]
[]
[]
[]
[]
[]
[]
[]
[]
[]
[]
[]
[]
[]
[]
[]
[]
[]
[]
[]
[]
[]
[]
[]
[]
[]
[]
[]
[]
[]
[]
[]
[]
[]
[]
[]
[]
[]
[]
[]
[]
[]
[]
[]
[]
[]
[]
[]
[]
[]
[]
[]
[]
[]
[]
[]
[]
[]
[]
[]
[]
[]
[]
[]
[]
[]
[]
[]
[]
[]
[]
[]
[]
[]
[]
[]
[]
[]
[]
[]
[]
[]
[]
[]
[]
[]
[]
[]
[]
[]
[]
[]
[]
[]
[]
[]
[]
[]
[]
[]
[]
[]
[]
[]
[]
[]
[]
[]
[]
[]
[]
[]
[]
[]
[]
[]
[]
[]
[]
[]
[]
[]
[]
[]
[]
[]
[]
[]
[]
[]
[]
[]
[]
[]
[]
[]
[]
[]
[]
[]
[]
[]
[]
[]
[]
[]
[]
[]
[]
[]
[]
[]
[]
[]
[]
[]
[]
[]
[]
[]
[]
[]
[]
[]
[]
[]
[]
[]
[]
[]
[]
[]
[]
[]
[]
[]
[]
[]
[]
[]
[]
[]
[]
[]
[]
[]
[]
[]
[]
[]
[]
[]
[]
[]
[]
[]
[]
[]
[]
[]
[]
[]
[]
[]
[]
[]
[]
[]
[]
[]
[]
[]
[]
[]
[]
[]
[]
[]
[]
[]
[]
[]
[]
[]
[]
[]
[]
[]
[]
[]
[]
[]
[]
[]
[]
[]
[]
[]
[]
[]
[]
[]
[]
[]
[]
[]
[]
[]
[]
[]
[]
[]
[]
[]
[]
[]
[]
[]
[]
[]
[]
[]
[]
[]
[]
[]
[]
[]
[]
[]
[]
[]
[]
[]
[]
[]
[]
[]
[]
[]
[]
[]
[]
[]
[]
[]
[]
[]
[]
[]
[]
[]
[]
[]
[]
[]
[]
[]
[]
[]
[]
[]
[]
[]
[]
[]
[]
[]
[]
[]
[]
[]
[]
[]
[]
[]
[]
[]
[]
[]
[]
[]
[]
[]
[]
[]
[]
[]
[]
[]
[]
[]
[]
[]
[]
[]
[]
[]
[]
[]
[]
[]
[]
[]
[]
[]
[]
[]
[]
[]
[]
[]
[]
[]
[]
[]
[]
[]
[]
[]
[]
[]
[]
[]
[]
[]
[]
[]
[]
[]
[]
[]
[]
[]
[]
[]
[]
[]
[]
[]
[]
[]
[]
[]
[]
[]
[]
[]
[]
[]
[]
[]
[]
[]
[]
[]
[]
[]
[]
[]
[]
[]
[]
[]
[]
[]
[]
[]
[]
[]
[]
[]
[]
[]
[]
[]
[]
[]
[]
[]
[]
[]
[]
[]
[]
[]
[]
[]
[]
[]
[]
[]
[]
[]
[]
[]
[]
[]
[]
[]
[]
[]
[]
[]
[]
[]
[]
[]
[]
[]
[]
[]
[]
[]
[]
[]
[]
[]
[]
[]
[]
[]
[]
[]
[]
[]
[]
[]
[]
[]
[]
[]
[]
[]
[]
[]
[]
[]
[]
[]
[]
[]
[]
[]
[]
[]
[]
[]
[]
[]
[]
[]
[]
[]
[]
[]
[]
[]
[]
[]
[]
[]
[]
[]
[]
[]
[]
[]
[]
[]
[]
[]
[]
[]
[]
[]
[]
[]
[]
[]
[]
[]
[]
[]
[]
[]
[]
[]
[]
[]
[]
[]
[]
[]
[]
[]
[]
[]
[]
[]
[]
[]
[]
[]
[]
[]
[]
[]
[]
[]
[]
[]
[]
[]
[]
[]
[]
[]
[]
[]
[]
[]
[]
[]
[]
[]
[]
[]
[]
[]
[]
[]
[]
[]
[]
[]
[]
[]
[]
[]
[]
[]
[]
[]
[]
[]
[]
[]
[]
[]
[]
[]
[]
[]
[]
[]
[]
[]
[]
[]
[]
[]
[]
[]
[]
[]
[]
[]
[]
[]
[]
[]
[]
[]
[]
[]
[]
[]
[]
[]
[]
[]
[]
[]
[]
[]
[]
[]
[]
[]
[]
[]
[]
[]
[]
[]
[]
[]
[]
[]
[]
[]
[]
[]
[]
[]
[]
[]
[]
[]
[]
[]
[]
[]
[]
[]
[]
[]
[]
[]
[]
[]
[]
[]
[]
[]
[]
[]
[]
[]
[]
[]
[]
[]
[]
[]
[]
[]
[]
[]
[]
[]
[]
[]
[]
[]
[]
[]
[]
[]
[]
[]
[]
[]
[]
[]
[]
[]
[]
[]
[]
[]
[]
[]
[]
[]
[]
[]
[]
[]
[]
[]
[]
[]
[]
[]
[]
[]
[]
[]
[]
[]
[]
[]
[]
[]
[]
[]
[]
[]
[]
[]
[]
[]
[]
[]
[]
[]
[]
[]
[]
[]
[]
[]
[]
[]
[]
[]
[]
[]
[]
[]
[]
[]
[]
[]
[]
[]
[]
[]
[]
[]
[]
[]
[]
[]
[]
[]
[]
[]
[]
[]
[]
[]
[]
[]
[]
[]
[]
[]
[]
[]
[]
[]
[]
[]
[]
[]
[]
[]
[]
[]
[]
[]
[]
[]
[]
[]
[]
[]
[]
[]
[]
[]
[]
[]
[]
[]
[]
[]
[]
[]
[]
[]
[]
[]
[]
[]
[]
[]
[]
[]
[]
[]
[]
[]
[]
[]
[]
[]
[]
[]
[]
[]
[]
[]
[]
[]
[]
[]
[]
[]
[]
[]
[]
[]
[]
[]
[]
[]
[]
[]
[]
[]
[]
[]
[]
[]
[]
[]
[]
[]
[]
[]
[]
[]
[]
[]
[]
[]
[]
[]
[]
[]
[]
[]
[]
[]
[]
[]
[]
[]
[]
[]
[]
[]
[]
[]
[]
[]
[]
[]
[]
[]
[]
[]
[]
[]
[]
[]
[]
[]
[]
[]
[]
[]
[]
[]
[]
[]
[]
[]
[]
[]
[]
[]
[]
[]
[]
[]
[]
[]
[]
[]
[]
[]
[]
[]
[]
[]
[]
[]
[]
[]
[]
[]
[]
[]
[]
[]
[]
[]
[]
[]
[]
[]
[]
[]
[]
[]
[]
[]
[]
[]
[]
[]
[]
[]
[]
[]
[]
[]
[]
[]
[]
[]
[]
[]
[]
[]
[]
[]
[]
[]
[]
[]
[]
[]
[]
[]
[]
[]
[]
[]
[]
[]
[]
[]
[]
[]
[]
[]
[]
[]
[]
[]
[]
[]
[]
[]
[]
[]
[]
[]
[]
[]
[]
[]
[]
[]
[]
[]
[]
[]
[]
[]
[]
[]
[]
[]
[]
[]
[]
[]
[]
[]
[]
[]
[]
[]
[]
[]
[]
[]
[]
[]
[]
[]
[]
[]
[]
[]
[]
[]
[]
[]
[]
[]
[]
[]
[]
[]
[]
[]
[]
[]
[]
[]
[]
[]
[]
[]
[]
[]
[]
[]
[]
[]
[]
[]
[]
[]
[]
[]
[]
[]
[]
[]
[]
[]
[]
[]
[]
[]
[]
[]
[]
[]
[]
[]
[]
[]
[]
[]
[]
[]
[]
[]
[]
[]
[]
[]
[]
[]
[]
[]
[]
[]
[]
[]
[]
[]
[]
[]
[]
[]
[]
[]
[]
[]
[]
[]
[]
[]
[]
[]
[]
[]
[]
[]
[]
[]
[]
[]
[]
[]
[]
[]
[]
[]
[]
[]
[]
[]
[]
[]
[]
[]
[]
[]
[]
[]
[]
[]
[]
[]
[]
[]
[]
[]
[]
[]
[]
[]
[]
[]
[]
[]
[]
[]
[]
[]
[]
[]
[]
[]
[]
[]
[]
[]
[]
[]
[]
[]
[]
[]
[]
[]
[]
[]
[]
[]
[]
[]
[]
[]
[]
[]
[]
[]
[]
[]
[]
[]
[]
[]
[]
[]
[]
[]
[]
[]
[]
[]
[]
[]
[]
[]
[]
[]
[]
[]
[]
[]
[]
[]
[]
[]
[]
[]
[]
[]
[]
[]
[]
[]
[]
[]
[]
[]
[]
[]
[]
[]
[]
[]
[]
[]
[]
[]
[]
[]
[]
[]
[]
[]
[]
[]
[]
[]
[]
[]
[]
[]
[]
[]
[]
[]
[]
[]
[]
[]
[]
[]
[]
[]
[]
[]
[]
[]
[]
[]
[]
[]
[]
[]
[]
[]
[]
[]
[]
[]
[]
[]
[]
[]
[]
[]
[]
[]
[]
[]
[]
[]
[]
[]
[]
[]
[]
[]
[]
[]
[]
[]
[]
[]
[]
[]
[]
[]
[]
[]
[]
[]
[]
[]
[]
[]
[]
[]
[]
[]
[]
[]
[]
[]
[]
[]
[]
[]
[]
[]
[]
[]
[]
[]
[]
[]
[]
[]
[]
[]
[]
[]
[]
[]
[]
[]
[]
[]
[]
[]
[]
[]
[]
[]
[]
[]
[]
[]
[]
[]
[]
[]
[]
[]
[]
[]
[]
[]
[]
[]
[]
[]
[]
[]
[]
[]
[]
[]
[]
[]
[]
[]
[]
[]
[]
[]
[]
[]
[]
[]
[]
[]
[]
[]
[]
[]
[]
[]
[]
[]
[]
[]
[]
[]
[]
[]
[]
[]
[]
[]
[]
[]
[]
[]
[]
[]
[]
[]
[]
[]
[]
[]
[]
[]
[]
[]
[]
[]
[]
[]
[]
[]
[]
[]
[]
[]
[]
[]
[]
[]
[]
[]
[]
[]
[]
[]
[]
[]
[]
[]
[]
[]
[]
[]
[]
[]
[]
[]
[]
[]
[]
[]
[]
[]
[]
[]
[]
[]
[]
[]
[]
[]
[]
[]
[]
[]
[]
[]
[]
[]
[]
[]
[]
[]
[]
[]
[]
[]
[]
[]
[]
[]
[]
[]
[]
[]
[]
[]
[]
[]
[]
[]
[]
[]
[]
[]
[]
[]
[]
[]
[]
[]
[]
[]
[]
[]
[]
[]
[]
[]
[]
[]
[]
[]
[]
[]
[]
[]
[]
[]
[]
[]
[]
[]
[]
[]
[]
[]
[]
[]
[]
[]
[]
[]
[]
[]
[]
[]
[]
[]
[]
[]
[]
[]
[]
[]
[]
[]
[]
[]
[]
[]
[]
[]
[]
[]
[]
[]
[]
[]
[]
[]
[]
[]
[]
[]
[]
[]
[]
[]
[]
[]
[]
[]
[]
[]
[]
[]
[]
[]
[]
[]
[]
[]
[]
[]
[]
[]
[]
[]
[]
[]
[]
[]
[]
[]
[]
[]
[]
[]
[]
[]
[]
[]
[]
[]
[]
[]
[]
[]
[]
[]
[]
[]
[]
[]
[]
[]
[]
[]
[]
[]
[]
[]
[]
[]
[]
[]
[]
[]
[]
[]
[]
[]
[]
[]
[]
[]
[]
[]
[]
[]
[]
[]
[]
[]
[]
[]
[]
[]
[]
[]
[]
[]
[]
[]
[]
[]
[]
[]
[]
[]
[]
[]
[]
[]
[]
[]
[]
[]
[]
[]
[]
[]
[]
[]
[]
[]
[]
[]
[]
[]
[]
[]
[]
[]
[]
[]
[]
[]
[]
[]
[]
[]
[]
[]
[]
[]
[]
[]
[]
[]
[]
[]
[]
[]
[]
[]
[]
[]
[]
[]
[]
[]
[]
[]
[]
[]
[]
[]
[]
[]
[]
[]
[]
[]
[]
[]
[]
[]
[]
[]
[]
[]
[]
[]
[]
[]
[]
[]
[]
[]
[]
[]
[]
[]
[]
[]
[]
[]
[]
[]
[]
[]
[]
[]
[]
[]
[]
[]
[]
[]
[]
[]
[]
[]
[]
[]
[]
[]
[]
[]
[]
[]
[]
[]
[]
[]
[]
[]
[]
[]
[]
[]
[]
[]
[]
[]
[]
[]
[]
[]
[]
[]
[]
[]
[]
[]
[]
[]
[]
[]
[]
[]
[]
[]
[]
[]
[]
[]
[]
[]
[]
[]
[]
[]
[]
[]
[]
[]
[]
[]
[]
[]
[]
[]
[]
[]
[]
[]
[]
[]
[]
[]
[]
[]
[]
[]
[]
[]
[]
[]
[]
[]
[]
[]
[]
[]
[]
[]
[]
[]
[]
[]
[]
[]
[]
[]
[]
[]
[]
[]
[]
[]
[]
[]
[]
[]
[]
[]
[]
[]
[]
[]
[]
[]
[]
[]
[]
[]
[]
[]
[]
[]
[]
[]
[]
[]
[]
[]
[]
[]
[]
[]
[]
[]
[]
[]
[]
[]
[]
[]
[]
[]
[]
[]
[]
[]
[]
[]
[]
[]
[]
[]
[]
[]
[]
[]
[]
[]
[]
[]
[]
[]
[]
[]
[]
[]
[]
[]
[]
[]
[]
[]
[]
[]
[]
[]
[]
[]
[]
[]
[]
[]
[]
[]
[]
[]
[]
[]
[]
[]
[]
[]
[]
[]
[]
[]
[]
[]
[]
[]
[]
[]
[]
[]
[]
[]
[]
[]
[]
[]
[]
[]
[]
[]
[]
[]
[]
[]
[]
[]
[]
[]
[]
[]
[]
[]
[]
[]
[]
[]
[]
[]
[]
[]
[]
[]
[]
[]
[]
[]
[]
[]
[]
[]
[]
[]
[]
[]
[]
[]
[]
[]
[]
[]
[]
[]
[]
[]
[]
[]
[]
[]
[]
[]
[]
[]
[]
[]
[]
[]
[]
[]
[]
[]
[]
[]
[]
[]
[]
[]
[]
[]
[]
[]
[]
[]
[]
[]
[]
[]
[]
[]
[]
[]
[]
[]
[]
[]
[]
[]
[]
[]
[]
[]
[]
[]
[]
[]
[]
[]
[]
[]
[]
[]
[]
[]
[]
[]
[]
[]
[]
[]
[]
[]
[]
[]
[]
[]
[]
[]
[]
[]
[]
[]
[]
[]
[]
[]
[]
[]
[]
[]
[]
[]
[]
[]
[]
[]
[]
[]
[]
[]
[]
[]
[]
[]
[]
[]
[]
[]
[]
[]
[]
[]
[]
[]
[]
[]
[]
[]
[]
[]
[]
[]
[]
[]
[]
[]
[]
[]
[]
[]
[]
[]
[]
[]
[]
[]
[]
[]
[]
[]
[]
[]
[]
[]
[]
[]
[]
[]
[]
[]
[]
[]
[]
[]
[]
[]
[]
[]
[]
[]
[]
[]
[]
[]
[]
[]
[]
[]
[]
[]
[]
[]
[]
[]
[]
[]
[]
[]
[]
[]
[]
[]
[]
[]
[]
[]
[]
[]
[]
[]
[]
[]
[]
[]
[]
[]
[]
[]
[]
[]
[]
[]
[]
[]
[]
[]
[]
[]
[]
[]
[]
[]
[]
[]
[]
[]
[]
[]
[]
[]
[]
[]
[]
[]
[]
[]
[]
[]
[]
[]
[]
[]
[]
[]
[]
[]
[]
[]
[]
[]
[]
[]
[]
[]
[]
[]
[]
[]
[]
[]
[]
[]
[]
[]
[]
[]
[]
[]
[]
[]
[]
[]
[]
[]
[]
[]
[]
[]
[]
[]
[]
[]
[]
[]
[]
[]
[]
[]
[]
[]
[]
[]
[]
[]
[]
[]
[]
[]
[]
[]
[]
[]
[]
[]
[]
[]
[]
[]
[]
[]
[]
[]
[]
[]
[]
[]
[]
[]
[]
[]
[]
[]
[]
[]
[]
[]
[]
[]
[]
[]
[]
[]
[]
[]
[]
[]
[]
[]
[]
[]
[]
[]
[]
[]
[]
[]
[]
[]
[]
[]
[]
[]
[]
[]
[]
[]
[]
[]
[]
[]
[]
[]
[]
[]
[]
[]
[]
[]
[]
[]
[]
[]
[]
[]
[]
[]
[]
[]
[]
[]
[]
[]
[]
[]
[]
[]
[]
[]
[]
[]
[]
[]
[]
[]
[]
[]
[]
[]
[]
[]
[]
[]
[]
[]
[]
[]
[]
[]
[]
[]
[]
[]
[]
[]
[]
[]
[]
[]
[]
[]
[]
[]
[]
[]
[]
[]
[]
[]
[]
[]
[]
[]
[]
[]
[]
[]
[]
[]
[]
[]
[]
[]
[]
[]
[]
[]
[]
[]
[]
[]
[]
[]
[]
[]
[]
[]
[]
[]
[]
[]
[]
[]
[]
[]
[]
[]
[]
[]
[]
[]
[]
[]
[]
[]
[]
[]
[]
[]
[]
[]
[]
[]
[]
[]
[]
[]
[]
[]
[]
[]
[]
[]
[]
[]
[]
[]
[]
[]
[]
[]
[]
[]
[]
[]
[]
[]
[]
[]
[]
[]
[]
[]
[]
[]
[]
[]
[]
[]
[]
[]
[]
[]
[]
[]
[]
[]
[]
[]
[]
[]
[]
[]
[]
[]
[]
[]
[]
[]
[]
[]
[]
[]
[]
[]
[]
[]
[]
[]
[]
[]
[]
[]
[]
[]
[]
[]
[]
[]
[]
[]
[]
[]
[]
[]
[]
[]
[]
[]
[]
[]
[]
[]
[]
[]
[]
[]
[]
[]
[]
[]
[]
[]
[]
[]
[]
[]
[]
[]
[]
[]
[]
[]
[]
[]
[]
[]
[]
[]
[]
[]
[]
[]
[]
[]
[]
[]
[]
[]
[]
[]
[]
[]
[]
[]
[]
[]
[]
[]
[]
[]
[]
[]
[]
[]
[]
[]
[]
[]
[]
[]
[]
[]
[]
[]
[]
[]
[]
[]
[]
[]
[]
[]
[]
[]
[]
[]
[]
[]
[]
[]
[]
[]
[]
[]
[]
[]
[]
[]
[]
[]
[]
[]
[]
[]
[]
[]
[]
[]
[]
[]
[]
[]
[]
[]
[]
[]
[]
[]
[]
[]
[]
[]
[]
[]
[]
[]
[]
[]
[]
[]
[]
[]
[]
[]
[]
[]
[]
[]
[]
[]
[]
[]
[]
[]
[]
[]
[]
[]
[]
[]
[]
[]
[]
[]
[]
[]
[]
[]
[]
[]
[]
[]
[]
[]
[]
[]
[]
[]
[]
[]
[]
[]
[]
[]
[]
[]
[]
[]
[]
[]
[]
[]
[]
[]
[]
[]
[]
[]
[]
[]
[]
[]
[]
[]
[]
[]
[]
[]
[]
[]
[]
[]
[]
[]
[]
[]
[]
[]
[]
[]
[]
[]
[]
[]
[]
[]
[]
[]
[]
[]
[]
[]
[]
[]
[]
[]
[]
[]
[]
[]
[]
[]
[]
[]
[]
[]
[]
[]
[]
[]
[]
[]
[]
[]
[]
[]
[]
[]
[]
[]
[]
[]
[]
[]
[]
[]
[]
[]
[]
[]
[]
[]
[]
[]
[]
[]
[]
[]
[]
[]
[]
[]
[]
[]
[]
[]
[]
[]
[]
[]
[]
[]
[]
[]
[]
[]
[]
[]
[]
[]
[]
[]
[]
[]
[]
[]
[]
[]
[]
[]
[]
[]
[]
[]
[]
[]
[]
[]
[]
[]
[]
[]
[]
[]
[]
[]
[]
[]
[]
[]
[]
[]
[]
[]
[]
[]
[]
[]
[]
[]
[]
[]
[]
[]
[]
[]
[]
[]
[]
[]
[]
[]
[]
[]
[]
[]
[]
[]
[]
[]
[]
[]
[]
[]
[]
[]
[]
[]
[]
[]
[]
[]
[]
[]
[]
[]
[]
[]
[]
[]
[]
[]
[]
[]
[]
[]
[]
[]
[]
[]
[]
[]
[]
[]
[]
[]
[]
[]
[]
[]
[]
[]
[]
[]
[]
[]
[]
[]
[]
[]
[]
[]
[]
[]
[]
[]
[]
[]
[]
[]
[]
[]
[]
[]
[]
[]
[]
[]
[]
[]
[]
[]
[]
[]
[]
[]
[]
[]
[]
[]
[]
[]
[]
[]
[]
[]
[]
[]
[]
[]
[]
[]
[]
[]
[]
[]
[]
[]
[]
[]
[]
[]
[]
[]
[]
[]
[]
[]
[]
[]
[]
[]
[]
[]
[]
[]
[]
[]
[]
[]
[]
[]
[]
[]
[]
[]
[]
[]
[]
[]
[]
[]
[]
[]
[]
[]
[]
[]
[]
[]
[]
[]
[]
[]
[]
[]
[]
[]
[]
[]
[]
[]
[]
[]
[]
[]
[]
[]
[]
[]
[]
[]
[]
[]
[]
[]
[]
[]
[]
[]
[]
[]
[]
[]
[]
[]
[]
[]
[]
[]
[]
[]
[]
[]
[]
[]
[]
[]
[]
[]
[]
[]
[]
[]
[]
[]
[]
[]
[]
[]
[]
[]
[]
[]
[]
[]
[]
[]
[]
[]
[]
[]
[]
[]
[]
[]
[]
[]
[]
[]
[]
[]
[]
[]
[]
[]
[]
[]
[]
[]
[]
[]
[]
[]
[]
[]
[]
[]
[]
[]
[]
[]
[]
[]
[]
[]
[]
[]
[]
[]
[]
[]
[]
[]
[]
[]
[]
[]
[]
[]
[]
[]
[]
[]
[]
[]
[]
[]
[]
[]
[]
[]
[]
[]
[]
[]
[]
[]
[]
[]
[]
[]
[]
[]
[]
[]
[]
[]
[]
[]
[]
[]
[]
[]
[]
[]
[]
[]
[]
[]
[]
[]
[]
[]
[]
[]
[]
[]
[]
[]
[]
[]
[]
[]
[]
[]
[]
[]
[]
[]
[]
[]
[]
[]
[]
[]
[]
[]
[]
[]
[]
[]
[]
[]
[]
[]
[]
[]
[]
[]
[]
[]
[]
[]
[]
[]
[]
[]
[]
[]
[]
[]
[]
[]
[]
[]
[]
[]
[]
[]
[]
[]
[]
[]
[]
[]
[]
[]
[]
[]
[]
[]
[]
[]
[]
[]
[]
[]
[]
[]
[]
[]
[]
[]
[]
[]
[]
[]
[]
[]
[]
[]
[]
[]
[]
[]
[]
[]
[]
[]
[]
[]
[]
[]
[]
[]
[]
[]
[]
[]
[]
[]
[]
[]
[]
[]
[]
[]
[]
[]
[]
[]
[]
[]
[]
[]
[]
[]
[]
[]
[]
[]
[]
[]
[]
[]
[]
[]
[]
[]
[]
[]
[]
[]
[]
[]
[]
[]
[]
[]
[]
[]
[]
[]
[]
[]
[]
[]
[]
[]
[]
[]
[]
[]
[]
[]
[]
[]
[]
[]
[]
[]
[]
[]
[]
[]
[]
[]
[]
[]
[]
[]
[]
[]
[]
[]
[]
[]
[]
[]
[]
[]
[]
[]
[]
[]
[]
[]
[]
[]
[]
[]
[]
[]
[]
[]
[]
[]
[]
[]
[]
[]
[]
[]
[]
[]
[]
[]
[]
[]
[]
[]
[]
[]
[]
[]
[]
[]
[]
[]
[]
[]
[]
[]
[]
[]
[]
[]
[]
[]
[]
[]
[]
[]
[]
[]
[]
[]
[]
[]
[]
[]
[]
[]
[]
[]
[]
[]
[]
[]
[]
[]
[]
[]
[]
[]
[]
[]
[]
[]
[]
[]
[]
[]
[]
[]
[]
[]
[]
[]
[]
[]
[]
[]
[]
[]
[]
[]
[]
[]
[]
[]
[]
[]
[]
[]
[]
[]
[]
[]
[]
[]
[]
[]
[]
[]
[]
[]
[]
[]
[]
[]
[]
[]
[]
[]
[]
[]
[]
[]
[]
[]
[]
[]
[]
[]
[]
[]
[]
[]
[]
[]
[]
[]
[]
[]
[]
[]
[]
[]
[]
[]
[]
[]
[]
[]
[]
[]
[]
[]
[]
[]
[]
[]
[]
[]
[]
[]
[]
[]
[]
[]
[]
[]
[]
[]
[]
[]
[]
[]
[]
[]
[]
[]
[]
[]
[]
[]
[]
[]
[]
[]
[]
[]
[]
[]
[]
[]
[]
[]
[]
[]
[]
[]
[]
[]
[]
[]
[]
[]
[]
[]
[]
[]
[]
[]
[]
[]
[]
[]
[]
[]
[]
[]
[]
[]
[]
[]
[]
[]
[]
[]
[]
[]
[]
[]
[]
[]
[]
[]
[]
[]
[]
[]
[]
[]
[]
[]
[]
[]
[]
[]
[]
[]
[]
[]
[]
[]
[]
[]
[]
[]
[]
[]
[]
[]
[]
[]
[]
[]
[]
[]
[]
[]
[]
[]
[]
[]
[]
[]
[]
[]
[]
[]
[]
[]
[]
[]
[]
[]
[]
[]
[]
[]
[]
[]
[]
[]
[]
[]
[]
[]
[]
[]
[]
[]
[]
[]
[]
[]
[]
[]
[]
[]
[]
[]
[]
[]
[]
[]
[]
[]
[]
[]
[]
[]
[]
[]
[]
[]
[]
[]
[]
[]
[]
[]
[]
[]
[]
[]
[]
[]
[]
[]
[]
[]
[]
[]
[]
[]
[]
[]
[]
[]
[]
[]
[]
[]
[]
[]
[]
[]
[]
[]
[]
[]
[]
[]
[]
[]
[]
[]
[]
[]
[]
[]
[]
[]
[]
[]
[]
[]
[]
[]
[]
[]
[]
[]
[]
[]
[]
[]
[]
[]
[]
[]
[]
[]
[]
[]
[]
[]
[]
[]
[]
[]
[]
[]
[]
[]
[]
[]
[]
[]
[]
[]
[]
[]
[]
[]
[]
[]
[]
[]
[]
[]
[]
[]
[]
[]
[]
[]
[]
[]
[]
[]
[]
[]
[]
[]
[]
[]
[]
[]
[]
[]
[]
[]
[]
[]
[]
[]
[]
[]
[]
[]
[]
[]
[]
[]
[]
[]
[]
[]
[]
[]
[]
[]
[]
[]
[]
[]
[]
[]
[]
[]
[]
[]
[]
[]
[]
[]
[]
[]
[]
[]
[]
[]
[]
[]
[]
[]
[]
[]
[]
[]
[]
[]
[]
[]
[]
[]
[]
[]
[]
[]
[]
[]
[]
[]
[]
[]
[]
[]
[]
[]
[]
[]
[]
[]
[]
[]
[]
[]
[]
[]
[]
[]
[]
[]
[]
[]
[]
[]
[]
[]
[]
[]
[]
[]
[]
[]
[]
[]
[]
[]
[]
[]
[]
[]
[]
[]
[]
[]
[]
[]
[]
[]
[]
[]
[]
[]
[]
[]
[]
[]
[]
[]
[]
[]
[]
[]
[]
[]
[]
[]
[]
[]
[]
[]
[]
[]
[]
[]
[]
[]
[]
[]
[]
[]
[]
[]
[]
[]
[]
[]
[]
[]
[]
[]
[]
[]
[]
[]
[]
[]
[]
[]
[]
[]
[]
[]
[]
[]
[]
[]
[]
[]
[]
[]
[]
[]
[]
[]
[]
[]
[]
[]
[]
[]
[]
[]
[]
[]
[]
[]
[]
[]
[]
[]
[]
[]
[]
[]
[]
[]
[]
[]
[]
[]
[]
[]
[]
[]
[]
[]
[]
[]
[]
[]
[]
[]
[]
[]
[]
[]
[]
[]
[]
[]
[]
[]
[]
[]
[]
[]
[]
[]
[]
[]
[]
[]
[]
[]
[]
[]
[]
[]
[]
[]
[]
[]
[]
[]
[]
[]
[]
[]
[]
[]
[]
[]
[]
[]
[]
[]
[]
[]
[]
[]
[]
[]
[]
[]
[]
[]
[]
[]
[]
[]
[]
[]
[]
[]
[]
[]
[]
[]
[]
[]
[]
[]
[]
[]
[]
[]
[]
[]
[]
[]
[]
[]
[]
[]
[]
[]
[]
[]
[]
[]
[]
[]
[]
[]
[]
[]
[]
[]
[]
[]
[]
[]
[]
[]
[]
[]
[]
[]
[]
[]
[]
[]
[]
[]
[]
[]
[]
[]
[]
[]
[]
[]
[]
[]
[]
[]
[]
[]
[]
[]
[]
[]
[]
[]
[]
[]
[]
[]
[]
[]
[]
[]
[]
[]
[]
[]
[]
[]
[]
[]
[]
[]
[]
[]
[]
[]
[]
[]
[]
[]
[]
[]
[]
[]
[]
[]
[]
[]
[]
[]
[]
[]
[]
[]
[]
[]
[]
[]
[]
[]
[]
[]
[]
[]
[]
[]
[]
[]
[]
[]
[]
[]
[]
[]
[]
[]
[]
[]
[]
[]
[]
[]
[]
[]
[]
[]
[]
[]
[]
[]
[]
[]
[]
[]
[]
[]
[]
[]
[]
[]
[]
[]
[]
[]
[]
[]
[]
[]
[]
[]
[]
[]
[]
[]
[]
[]
[]
[]
[]
[]
[]
[]
[]
[]
[]
[]
[]
[]
[]
[]
[]
[]
[]
[]
[]
[]
[]
[]
[]
[]
[]
[]
[]
[]
[]
[]
[]
[]
[]
[]
[]
[]
[]
[]
[]
[]
[]
[]
[]
[]
[]
[]
[]
[]
[]
[]
[]
[]
[]
[]
[]
[]
[]
[]
[]
[]
[]
[]
[]
[]
[]
[]
[]
[]
[]
[]
[]
[]
[]
[]
[]
[]
[]
[]
[]
[]
[]
[]
[]
[]
[]
[]
[]
[]
[]
[]
[]
[]
[]
[]
[]
[]
[]
[]
[]
[]
[]
[]
[]
[]
[]
[]
[]
[]
[]
[]
[]
[]
[]
[]
[]
[]
[]
[]
[]
[]
[]
[]
[]
[]
[]
[]
[]
[]
[]
[]
[]
[]
[]
[]
[]
[]
[]
[]
[]
[]
[]
[]
[]
[]
[]
[]
[]
[]
[]
[]
[]
[]
[]
[]
[]
[]
[]
[]
[]
[]
[]
[]
[]
[]
[]
[]
[]
[]
[]
[]
[]
[]
[]
[]
[]
[]
[]
[]
[]
[]
[]
[]
[]
[]
[]
[]
[]
[]
[]
[]
[]
[]
[]
[]
[]
[]
[]
[]
[]
[]
[]
[]
[]
[]
[]
[]
[]
[]
[]
[]
[]
[]
[]
[]
[]
[]
[]
[]
[]
[]
[]
[]
[]
[]
[]
[]
[]
[]
[]
[]
[]
[]
[]
[]
[]
[]
[]
[]
[]
[]
[]
[]
[]
[]
[]
[]
[]
[]
[]
[]
[]
[]
[]
[]
[]
[]
[]
[]
[]
[]
[]
[]
[]
[]
[]
[]
[]
[]
[]
[]
[]
[]
[]
[]
[]
[]
[]
[]
[]
[]
[]
[]
[]
[]
[]
[]
[]
[]
[]
[]
[]
[]
[]
[]
[]
[]
[]
[]
[]
[]
[]
[]
[]
[]
[]
[]
[]
[]
[]
[]
[]
[]
[]
[]
[]
[]
[]
[]
[]
[]
[]
[]
[]
[]
[]
[]
[]
[]
[]
[]
[]
[]
[]
[]
[]
[]
[]
[]
[]
[]
[]
[]
[]
[]
[]
[]
[]
[]
[]
[]
[]
[]
[]
[]
[]
[]
[]
[]
[]
[]
[]
[]
[]
[]
[]
[]
[]
[]
[]
[]
[]
[]
[]
[]
[]
[]
[]
[]
[]
[]
[]
[]
[]
[]
[]
[]
[]
[]
[]
[]
[]
[]
[]
[]
[]
[]
[]
[]
[]
[]
[]
[]
[]
[]
[]
[]
[]
[]
[]
[]
[]
[]
[]
[]
[]
[]
[]
[]
[]
[]
[]
[]
[]
[]
[]
[]
[]
[]
[]
[]
[]
[]
[]
[]
[]
[]
[]
[]
[]
[]
[]
[]
[]
[]
[]
[]
[]
[]
[]
[]
[]
[]
[]
[]
[]
[]
[]
[]
[]
[]
[]
[]
[]
[]
[]
[]
[]
[]
[]
[]
[]
[]
[]
[]
[]
[]
[]
[]
[]
[]
[]
[]
[]
[]
[]
[]
[]
[]
[]
[]
[]
[]
[]
[]
[]
[]
[]
[]
[]
[]
[]
[]
[]
[]
[]
[]
[]
[]
[]
[]
[]
[]
[]
[]
[]
[]
[]
[]
[]
[]
[]
[]
[]
[]
[]
[]
[]
[]
[]
[]
[]
[]
[]
[]
[]
[]
[]
[]
[]
[]
[]
[]
[]
[]
[]
[]
[]
[]
[]
[]
[]
[]
[]
[]
[]
[]
[]
[]
[]
[]
[]
[]
[]
[]
[]
[]
[]
[]
[]
[]
[]
[]
[]
[]
[]
[]
[]
[]
[]
[]
[]
[]
[]
[]
[]
[]
[]
[]
[]
[]
[]
[]
[]
[]
[]
[]
[]
[]
[]
[]
[]
[]
[]
[]
[]
[]
[]
[]
[]
[]
[]
[]
[]
[]
[]
[]
[]
[]
[]
[]
[]
[]
[]
[]
[]
[]
[]
[]
[]
[]
[]
[]
[]
[]
[]
[]
[]
[]
[]
[]
[]
[]
[]
[]
[]
[]
[]
[]
[]
[]
[]
[]
[]
[]
[]
[]
[]
[]
[]
[]
[]
[]
[]
[]
[]
[]
[]
[]
[]
[]
[]
[]
[]
[]
[]
[]
[]
[]
[]
[]
[]
[]
[]
[]
[]
[]
[]
[]
[]
[]
[]
[]
[]
[]
[]
[]
[]
[]
[]
[]
[]
[]
[]
[]
[]
[]
[]
[]
[]
[]
[]
[]
[]
[]
[]
[]
[]
[]
[]
[]
[]
[]
[]
[]
[]
[]
[]
[]
[]
[]
[]
[]
[]
[]
[]
[]
[]
[]
[]
[]
[]
[]
[]
[]
[]
[]
[]
[]
[]
[]
[]
[]
[]
[]
[]
[]
[]
[]
[]
[]
[]
[]
[]
[]
[]
[]
[]
[]
[]
[]
[]
[]
[]
[]
[]
[]
[]
[]
[]
[]
[]
[]
[]
[]
[]
[]
[]
[]
[]
[]
[]
[]
[]
[]
[]
[]
[]
[]
[]
[]
[]
[]
[]
[]
[]
[]
[]
[]
[]
[]
[]
[]
[]
[]
[]
[]
[]
[]
[]
[]
[]
[]
[]
[]
[]
[]
[]
[]
[]
[]
[]
[]
[]
[]
[]
[]
[]
[]
[]
[]
[]
[]
[]
[]
[]
[]
[]
[]
[]
[]
[]
[]
[]
[]
[]
[]
[]
[]
[]
[]
[]
[]
[]
[]
[]
[]
[]
[]
[]
[]
[]
[]
[]
[]
[]
[]
[]
[]
[]
[]
[]
[]
[]
[]
[]
[]
[]
[]
[]
[]
[]
[]
[]
[]
[]
[]
[]
[]
[]
[]
[]
[]
[]
[]
[]
[]
[]
[]
[]
[]
[]
[]
[]
[]
[]
[]
[]
[]
[]
[]
[]
[]
[]
[]
[]
[]
[]
[]
[]
[]
[]
[]
[]
[]
[]
[]
[]
[]
[]
[]
[]
[]
[]
[]
[]
[]
[]
[]
[]
[]
[]
[]
[]
[]
[]
[]
[]
[]
[]
[]
[]
[]
[]
[]
[]
[]
[]
[]
[]
[]
[]
[]
[]
[]
[]
[]
[]
[]
[]
[]
[]
[]
[]
[]
[]
[]
[]
[]
[]
[]
[]
[]
[]
[]
[]
[]
[]
[]
[]
[]
[]
[]
[]
[]
[]
[]
[]
[]
[]
[]
[]
[]
[]
[]
[]
[]
[]
[]
[]
[]
[]
[]
[]
[]
[]
[]
[]
[]
[]
[]
[]
[]
[]
[]
[]
[]
[]
[]
[]
[]
[]
[]
[]
[]
[]
[]
[]
[]
[]
[]
[]
[]
[]
[]
[]
[]
[]
[]
[]
[]
[]
[]
[]
[]
[]
[]
[]
[]
[]
[]
[]
[]
[]
[]
[]
[]
[]
[]
[]
[]
[]
[]
[]
[]
[]
[]
[]
[]
[]
[]
[]
[]
[]
[]
[]
[]
[]
[]
[]
[]
[]
[]
[]
[]
[]
[]
[]
[]
[]
[]
[]
[]
[]
[]
[]
[]
[]
[]
[]
[]
[]
[]
[]
[]
[]
[]
[]
[]
[]
[]
[]
[]
[]
[]
[]
[]
[]
[]
[]
[]
[]
[]
[]
[]
[]
[]
[]
[]
[]
[]
[]
[]
[]
[]
[]
[]
[]
[]
[]
[]
[]
[]
[]
[]
[]
[]
[]
[]
[]
[]
[]
[]
[]
[]
[]
[]
[]
[]
[]
[]
[]
[]
[]
[]
[]
[]
[]
[]
[]
[]
[]
[]
[]
[]
[]
[]
[]
[]
[]
[]
[]
[]
[]
[]
[]
[]
[]
[]
[]
[]
[]
[]
[]
[]
[]
[]
[]
[]
[]
[]
[]
[]
[]
[]
[]
[]
[]
[]
[]
[]
[]
[]
[]
[]
[]
[]
[]
[]
[]
[]
[]
[]
[]
[]
[]
[]
[]
[]
[]
[]
[]
[]
[]
[]
[]
[]
[]
[]
[]
[]
[]
[]
[]
[]
[]
[]
[]
[]
[]
[]
[]
[]
[]
[]
[]
[]
[]
[]
[]
[]
[]
[]
[]
[]
[]
[]
[]
[]
[]
[]
[]
[]
[]
[]
[]
[]
[]
[]
[]
[]
[]
[]
[]
[]
[]
[]
[]
[]
[]
[]
[]
[]
[]
[]
[]
[]
[]
[]
[]
[]
[]
[]
[]
[]
[]
[]
[]
[]
[]
[]
[]
[]
[]
[]
[]
[]
[]
[]
[]
[]
[]
[]
[]
[]
[]
[]
[]
[]
[]
[]
[]
[]
[]
[]
[]
[]
[]
[]
[]
[]
[]
[]
[]
[]
[]
[]
[]
[]
[]
[]
[]
[]
[]
[]
[]
[]
[]
[]
[]
[]
[]
[]
[]
[]
[]
[]
[]
[]
[]
[]
[]
[]
[]
[]
[]
[]
[]
[]
[]
[]
[]
[]
[]
[]
[]
[]
[]
[]
[]
[]
[]
[]
[]
[]
[]
[]
[]
[]
[]
[]
[]
[]
[]
[]
[]
[]
[]
[]
[]
[]
[]
[]
[]
[]
[]
[]
[]
[]
[]
[]
[]
[]
[]
[]
[]
[]
[]
[]
[]
[]
[]
[]
[]
[]
[]
[]
[]
[]
[]
[]
[]
[]
[]
[]
[]
[]
[]
[]
[]
[]
[]
[]
[]
[]
[]
[]
[]
[]
[]
[]
[]
[]
[]
[]
[]
[]
[]
[]
[]
[]
[]
[]
[]
[]
[]
[]
[]
[]
[]
[]
[]
[]
[]
[]
[]
[]
[]
[]
[]
[]
[]
[]
[]
[]
[]
[]
[]
[]
[]
[]
[]
[]
[]
[]
[]
[]
[]
[]
[]
[]
[]
[]
[]
[]
[]
[]
[]
[]
[]
[]
[]
[]
[]
[]
[]
[]
[]
[]
[]
[]
[]
[]
[]
[]
[]
[]
[]
[]
[]
[]
[]
[]
[]
[]
[]
[]
[]
[]
[]
[]
[]
[]
[]
[]
[]
[]
[]
[]
[]
[]
[]
[]
[]
[]
[]
[]
[]
[]
[]
[]
[]
[]
[]
[]
[]
[]
[]
[]
[]
[]
[]
[]
[]
[]
[]
[]
[]
[]
[]
[]
[]
[]
[]
[]
[]
[]
[]
[]
[]
[]
[]
[]
[]
[]
[]
[]
[]
[]
[]
[]
[]
[]
[]
[]
[]
[]
[]
[]
[]
[]
[]
[]
[]
[]
[]
[]
[]
[]
[]
[]
[]
[]
[]
[]
[]
[]
[]
[]
[]
[]
[]
[]
[]
[]
[]
[]
[]
[]
[]
[]
[]
[]
[]
[]
[]
[]
[]
[]
[]
[]
[]
[]
[]
[]
[]
[]
[]
[]
[]
[]
[]
[]
[]
[]
[]
[]
[]
[]
[]
[]
[]
[]
[]
[]
[]
[]
[]
[]
[]
[]
[]
[]
[]
[]
[]
[]
[]
[]
[]
[]
[]
[]
[]
[]
[]
[]
[]
[]
[]
[]
[]
[]
[]
[]
[]
[]
[]
[]
[]
[]
[]
[]
[]
[]
[]
[]
[]
[]
[]
[]
[]
[]
[]
[]
[]
[]
[]
[]
[]
[]
[]
[]
[]
[]
[]
[]
[]
[]
[]
[]
[]
[]
[]
[]
[]
[]
[]
[]
[]
[]
[]
[]
[]
[]
[]
[]
[]
[]
[]
[]
[]
[]
[]
[]
[]
[]
[]
[]
[]
[]
[]
[]
[]
[]
[]
[]
[]
[]
[]
[]
[]
[]
[]
[]
[]
[]
[]
[]
[]
[]
[]
[]
[]
[]
[]
[]
[]
[]
[]
[]
[]
[]
[]
[]
[]
[]
[]
[]
[]
[]
[]
[]
[]
[]
[]
[]
[]
[]
[]
[]
[]
[]
[]
[]
[]
[]
[]
[]
[]
[]
[]
[]
[]
[]
[]
[]
[]
[]
[]
[]
[]
[]
[]
[]
[]
[]
[]
[]
[]
[]
[]
[]
[]
[]
[]
[]
[]
[]
[]
[]
[]
[]
[]
[]
[]
[]
[]
[]
[]
[]
[]
[]
[]
[]
[]
[]
[]
[]
[]
[]
[]
[]
[]
[]
[]
[]
[]
[]
[]
[]
[]
[]
[]
[]
[]
[]
[]
[]
[]
[]
[]
[]
[]
[]
[]
[]
[]
[]
[]
[]
[]
[]
[]
[]
[]
[]
[]
[]
[]
[]
[]
[]
[]
[]
[]
[]
[]
[]
[]
[]
[]
[]
[]
[]
[]
[]
[]
[]
[]
[]
[]
[]
[]
[]
[]
[]
[]
[]
[]
[]
[]
[]
[]
[]
[]
[]
[]
[]
[]
[]
[]
[]
[]
[]
[]
[]
[]
[]
[]
[]
[]
[]
[]
[]
[]
[]
[]
[]
[]
[]
[]
[]
[]
[]
[]
[]
[]
[]
[]
[]
[]
[]
[]
[]
[]
[]
[]
[]
[]
[]
[]
[]
[]
[]
[]
[]
[]
[]
[]
[]
[]
[]
[]
[]
[]
[]
[]
[]
[]
[]
[]
[]
[]
[]
[]
[]
[]
[]
[]
[]
[]
[]
[]
[]
[]
[]
[]
[]
[]
[]
[]
[]
[]
[]
[]
[]
[]
[]
[]
[]
[]
[]
[]
[]
[]
[]
[]
[]
[]
[]
[]
[]
[]
[]
[]
[]
[]
[]
[]
[]
[]
[]
[]
[]
[]
[]
[]
[]
[]
[]
[]
[]
[]
[]
[]
[]
[]
[]
[]
[]
[]
[]
[]
[]
[]
[]
[]
[]
[]
[]
[]
[]
[]
[]
[]
[]
[]
[]
[]
[]
[]
[]
[]
[]
[]
[]
[]
[]
[]
[]
[]
[]
[]
[]
[]
[]
[]
[]
[]
[]
[]
[]
[]
[]
[]
[]
[]
[]
[]
[]
[]
[]
[]
[]
[]
[]
[]
[]
[]
[]
[]
[]
[]
[]
[]
[]
[]
[]
[]
[]
[]
[]
[]
[]
[]
[]
[]
[]
[]
[]
[]
[]
[]
[]
[]
[]
[]
[]
[]
[]
[]
[]
[]
[]
[]
[]
[]
[]
[]
[]
[]
[]
[]
[]
[]
[]
[]
[]
[]
[]
[]
[]
[]
[]
[]
[]
[]
[]
[]
[]
[]
[]
[]
[]
[]
[]
[]
[]
[]
[]
[]
[]
[]
[]
[]
[]
[]
[]
[]
[]
[]
[]
[]
[]
[]
[]
[]
[]
[]
[]
[]
[]
[]
[]
[]
[]
[]
[]
[]
[]
[]
[]
[]
[]
[]
[]
[]
[]
[]
[]
[]
[]
[]
[]
[]
[]
[]
[]
[]
[]
[]
[]
[]
[]
[]
[]
[]
[]
[]
[]
[]
[]
[]
[]
[]
[]
[]
[]
[]
[]
[]
[]
[]
[]
[]
[]
[]
[]
[]
[]
[]
[]
[]
[]
[]
[]
[]
[]
[]
[]
[]
[]
[]
[]
[]
[]
[]
[]
[]
[]
[]
[]
[]
[]
[]
[]
[]
[]
[]
[]
[]
[]
[]
[]
[]
[]
[]
[]
[]
[]
[]
[]
[]
[]
[]
[]
[]
[]
[]
[]
[]
[]
[]
[]
[]
[]
[]
[]
[]
[]
[]
[]
[]
[]
[]
[]
[]
[]
[]
[]
[]
[]
[]
[]
[]
[]
[]
[]
[]
[]
[]
[]
[]
[]
[]
[]
[]
[]
[]
[]
[]
[]
[]
[]
[]
[]
[]
[]
[]
[]
[]
[]
[]
[]
[]
[]
[]
[]
[]
[]
[]
[]
[]
[]
[]
[]
[]
[]
[]
[]
[]
[]
[]
[]
[]
[]
[]
[]
[]
[]
[]
[]
[]
[]
[]
[]
[]
[]
[]
[]
[]
[]
[]
[]
[]
[]
[]
[]
[]
[]
[]
[]
[]
[]
[]
[]
[]
[]
[]
[]
[]
[]
[]
[]
[]
[]
[]
[]
[]
[]
[]
[]
[]
[]
[]
[]
[]
[]
[]
[]
[]
[]
[]
[]
[]
[]
[]
[]
[]
[]
[]
[]
[]
[]
[]
[]
[]
[]
[]
[]
[]
[]
[]
[]
[]
[]
[]
[]
[]
[]
[]
[]
[]
[]
[]
[]
[]
[]
[]
[]
[]
[]
[]
[]
[]
[]
[]
[]
[]
[]
[]
[]
[]
[]
[]
[]
[]
[]
[]
[]
[]
[]
[]
[]
[]
[]
[]
[]
[]
[]
[]
[]
[]
[]
[]
[]
[]
[]
[]
[]
[]
[]
[]
[]
[]
[]
[]
[]
[]
[]
[]
[]
[]
[]
[]
[]
[]
[]
[]
[]
[]
[]
[]
[]
[]
[]
[]
[]
[]
[]
[]
[]
[]
[]
[]
[]
[]
[]
[]
[]
[]
[]
[]
[]
[]
[]
[]
[]
[]
[]
[]
[]
[]
[]
[]
[]
[]
[]
[]
[]
[]
[]
[]
[]
[]
[]
[]
[]
[]
[]
[]
[]
[]
[]
[]
[]
[]
[]
[]
[]
[]
[]
[]
[]
[]
[]
[]
[]
[]
[]
[]
[]
[]
[]
[]
[]
[]
[]
[]
[]
[]
[]
[]
[]
[]
[]
[]
[]
[]
[]
[]
[]
[]
[]
[]
[]
[]
[]
[]
[]
[]
[]
[]
[]
[]
[]
[]
[]
[]
[]
[]
[]
[]
[]
[]
[]
[]
[]
[]
[]
[]
[]
[]
[]
[]
[]
[]
[]
[]
[]
[]
[]
[]
[]
[]
[]
[]
[]
[]
[]
[]
[]
[]
[]
[]
[]
[]
[]
[]
[]
[]
[]
[]
[]
[]
[]
[]
[]
[]
[]
[]
[]
[]
[]
[]
[]
[]
[]
[]
[]
[]
[]
[]
[]
[]
[]
[]
[]
[]
[]
[]
[]
[]
[]
[]
[]
[]
[]
[]
[]
[]
[]
[]
[]
[]
[]
[]
[]
[]
[]
[]
[]
[]
[]
[]
[]
[]
[]
[]
[]
[]
[]
[]
[]
[]
[]
[]
[]
[]
[]
[]
[]
[]
[]
[]
[]
[]
[]
[]
[]
[]
[]
[]
[]
[]
[]
[]
[]
[]
[]
[]
[]
[]
[]
[]
[]
[]
[]
[]
[]
[]
[]
[]
[]
[]
[]
[]
[]
[]
[]
[]
[]
[]
[]
[]
[]
[]
[]
[]
[]
[]
[]
[]
[]
[]
[]
[]
[]
[]
[]
[]
[]
[]
[]
[]
[]
[]
[]
[]
[]
[]
[]
[]
[]
[]
[]
[]
[]
[]
[]
[]
[]
[]
[]
[]
[]
[]
[]
[]
[]
[]
[]
[]
[]
[]
[]
[]
[]
[]
[]
[]
[]
[]
[]
[]
[]
[]
[]
[]
[]
[]
[]
[]
[]
[]
[]
[]
[]
[]
[]
[]
[]
[]
[]
[]
[]
[]
[]
[]
[]
[]
[]
[]
[]
[]
[]
[]
[]
[]
[]
[]
[]
[]
[]
[]
[]
[]
[]
[]
[]
[]
[]
[]
[]
[]
[]
[]
[]
[]
[]
[]
[]
[]
[]
[]
[]
[]
[]
[]
[]
[]
[]
[]
[]
[]
[]
[]
[]
[]
[]
[]
[]
[]
[]
[]
[]
[]
[]
[]
[]
[]
[]
[]
[]
[]
[]
[]
[]
[]
[]
[]
[]
[]
[]
[]
[]
[]
[]
[]
[]
[]
[]
[]
[]
[]
[]
[]
[]
[]
[]
[]
[]
[]
[]
[]
[]
[]
[]
[]
[]
[]
[]
[]
[]
[]
[]
[]
[]
[]
[]
[]
[]
[]
[]
[]
[]
[]
[]
[]
[]
[]
[]
[]
[]
[]
[]
[]
[]
[]
[]
[]
[]
[]
[]
[]
[]
[]
[]
[]
[]
[]
[]
[]
[]
[]
[]
[]
[]
[]
[]
[]
[]
[]
[]
[]
[]
[]
[]
[]
[]
[]
[]
[]
[]
[]
[]
[]
[]
[]
[]
[]
[]
[]
[]
[]
[]
[]
[]
[]
[]
[]
[]
[]
[]
[]
[]
[]
[]
[]
[]
[]
[]
[]
[]
[]
[]
[]
[]
[]
[]
[]
[]
[]
[]
[]
[]
[]
[]
[]
[]
[]
[]
[]
[]
[]
[]
[]
[]
[]
[]
[]
[]
[]
[]
[]
[]
[]
[]
[]
[]
[]
[]
[]
[]
[]
[]
[]
[]
[]
[]
[]
[]
[]
[]
[]
[]
[]
[]
[]
[]
[]
[]
[]
[]
[]
[]
[]
[]
[]
[]
[]
[]
[]
[]
[]
[]
[]
[]
[]
[]
[]
[]
[]
[]
[]
[]
[]
[]
[]
[]
[]
[]
[]
[]
[]
[]
[]
[]
[]
[]
[]
[]
[]
[]
[]
[]
[]
[]
[]
[]
[]
[]
[]
[]
[]
[]
[]
[]
[]
[]
[]
[]
[]
[]
[]
[]
[]
[]
[]
[]
[]
[]
[]
[]
[]
[]
[]
[]
[]
[]
[]
[]
[]
[]
[]
[]
[]
[]
[]
[]
[]
[]
[]
[]
[]
[]
[]
[]
[]
[]
[]
[]
[]
[]
[]
[]
[]
[]
[]
[]
[]
[]
[]
[]
[]
[]
[]
[]
[]
[]
[]
[]
[]
[]
[]
[]
[]
[]
[]
[]
[]
[]
[]
[]
[]
[]
[]
[]
[]
[]
[]
[]
[]
[]
[]
[]
[]
[]
[]
[]
[]
[]
[]
[]
[]
[]
[]
[]
[]
[]
[]
[]
[]
[]
[]
[]
[]
[]
[]
[]
[]
[]
[]
[]
[]
[]
[]
[]
[]
[]
[]
[]
[]
[]
[]
[]
[]
[]
[]
[]
[]
[]
[]
[]
[]
[]
[]
[]
[]
[]
[]
[]
[]
[]
[]
[]
[]
[]
[]
[]
[]
[]
[]
[]
[]
[]
[]
[]
[]
[]
[]
[]
[]
[]
[]
[]
[]
[]
[]
[]
[]
[]
[]
[]
[]
[]
[]
[]
[]
[]
[]
[]
[]
[]
[]
[]
[]
[]
[]
[]
[]
[]
[]
[]
[]
[]
[]
[]
[]
[]
[]
[]
[]
[]
[]
[]
[]
[]
[]
[]
[]
[]
[]
[]
[]
[]
[]
[]
[]
[]
[]
[]
[]
[]
[]
[]
[]
[]
[]
[]
[]
[]
[]
[]
[]
[]
[]
[]
[]
[]
[]
[]
[]
[]
[]
[]
[]
[]
[]
[]
[]
[]
[]
[]
[]
[]
[]
[]
[]
[]
[]
[]
[]
[]
[]
[]
[]
[]
[]
[]
[]
[]
[]
[]
[]
[]
[]
[]
[]
[]
[]
[]
[]
[]
[]
[]
[]
[]
[]
[]
[]
[]
[]
[]
[]
[]
[]
[]
[]
[]
[]
[]
[]
[]
[]
[]
[]
[]
[]
[]
[]
[]
[]
[]
[]
[]
[]
[]
[]
[]
[]
[]
[]
[]
[]
[]
[]
[]
[]
[]
[]
[]
[]
[]
[]
[]
[]
[]
[]
[]
[]
[]
[]
[]
[]
[]
[]
[]
[]
[]
[]
[]
[]
[]
[]
[]
[]
[]
[]
[]
[]
[]
[]
[]
[]
[]
[]
[]
[]
[]
[]
[]
[]
[]
[]
[]
[]
[]
[]
[]
[]
[]
[]
[]
[]
[]
[]
[]
[]
[]
[]
[]
[]
[]
[]
[]
[]
[]
[]
[]
[]
[]
[]
[]
[]
[]
[]
[]
[]
[]
[]
[]
[]
[]
[]
[]
[]
[]
[]
[]
[]
[]
[]
[]
[]
[]
[]
[]
[]
[]
[]
[]
[]
[]
[]
[]
[]
[]
[]
[]
[]
[]
[]
[]
[]
[]
[]
[]
[]
[]
[]
[]
[]
[]
[]
[]
[]
[]
[]
[]
[]
[]
[]
[]
[]
[]
[]
[]
[]
[]
[]
[]
[]
[]
[]
[]
[]
[]
[]
[]
[]
[]
[]
[]
[]
[]
[]
[]
[]
[]
[]
[]
[]
[]
[]
[]
[]
[]
[]
[]
[]
[]
[]
[]
[]
[]
[]
[]
[]
[]
[]
[]
[]
[]
[]
[]
[]
[]
[]
[]
[]
[]
[]
[]
[]
[]
[]
[]
[]
[]
[]
[]
[]
[]
[]
[]
[]
[]
[]
[]
[]
[]
[]
[]
[]
[]
[]
[]
[]
[]
[]
[]
[]
[]
[]
[]
[]
[]
[]
[]
[]
[]
[]
[]
[]
[]
[]
[]
[]
[]
[]
[]
[]
[]
[]
[]
[]
[]
[]
[]
[]
[]
[]
[]
[]
[]
[]
[]
[]
[]
[]
[]
[]
[]
[]
[]
[]
[]
[]
[]
[]
[]
[]
[]
[]
[]
[]
[]
[]
[]
[]
[]
[]
[]
[]
[]
[]
[]
[]
[]
[]
[]
[]
[]
[]
[]
[]
[]
[]
[]
[]
[]
[]
[]
[]
[]
[]
[]
[]
[]
[]
[]
[]
[]
[]
[]
[]
[]
[]
[]
[]
[]
[]
[]
[]
[]
[]
[]
[]
[]
[]
[]
[]
[]
[]
[]
[]
[]
[]
[]
[]
[]
[]
[]
[]
[]
[]
[]
[]
[]
[]
[]
[]
[]
[]
[]
[]
[]
[]
[]
[]
[]
[]
[]
[]
[]
[]
[]
[]
[]
[]
[]
[]
[]
[]
[]
[]
[]
[]
[]
[]
[]
[]
[]
[]
[]
[]
[]
[]
[]
[]
[]
[]
[]
[]
[]
[]
[]
[]
[]
[]
[]
[]
[]
[]
[]
[]
[]
[]
[]
[]
[]
[]
[]
[]
[]
[]
[]
[]
[]
[]
[]
[]
[]
[]
[]
[]
[]
[]
[]
[]
[]
[]
[]
[]
[]
[]
[]
[]
[]
[]
[]
[]
[]
[]
[]
[]
[]
[]
[]
[]
[]
[]
[]
[]
[]
[]
[]
[]
[]
[]
[]
[]
[]
[]
[]
[]
[]
[]
[]
[]
[]
[]
[]
[]
[]
[]
[]
[]
[]
[]
[]
[]
[]
[]
[]
[]
[]
[]
[]
[]
[]
[]
[]
[]
[]
[]
[]
[]
[]
[]
[]
[]
[]
[]
[]
[]
[]
[]
[]
[]
[]
[]
[]
[]
[]
[]
[]
[]
[]
[]
[]
[]
[]
[]
[]
[]
[]
[]
[]
[]
[]
[]
[]
[]
[]
[]
[]
[]
[]
[]
[]
[]
[]
[]
[]
[]
[]
[]
[]
[]
[]
[]
[]
[]
[]
[]
[]
[]
[]
[]
[]
[]
[]
[]
[]
[]
[]
[]
[]
[]
[]
[]
[]
[]
[]
[]
[]
[]
[]
[]
[]
[]
[]
[]
[]
[]
[]
[]
[]
[]
[]
[]
[]
[]
[]
[]
[]
[]
[]
[]
[]
[]
[]
[]
[]
[]
[]
[]
[]
[]
[]
[]
[]
[]
[]
[]
[]
[]
[]
[]
[]
[]
[]
[]
[]
[]
[]
[]
[]
[]
[]
[]
[]
[]
[]
[]
[]
[]
[]
[]
[]
[]
[]
[]
[]
[]
[]
[]
[]
[]
[]
[]
[]
[]
[]
[]
[]
[]
[]
[]
[]
[]
[]
[]
[]
[]
[]
[]
[]
[]
[]
[]
[]
[]
[]
[]
[]
[]
[]
[]
[]
[]
[]
[]
[]
[]
[]
[]
[]
[]
[]
[]
[]
[]
[]
[]
[]
[]
[]
[]
[]
[]
[]
[]
[]
[]
[]
[]
[]
[]
[]
[]
[]
[]
[]
[]
[]
[]
[]
[]
[]
[]
[]
[]
[]
[]
[]
[]
[]
[]
[]
[]
[]
[]
[]
[]
[]
[]
[]
[]
[]
[]
[]
[]
[]
[]
[]
[]
[]
[]
[]
[]
[]
[]
[]
[]
[]
[]
[]
[]
[]
[]
[]
[]
[]
[]
[]
[]
[]
[]
[]
[]
[]
[]
[]
[]
[]
[]
[]
[]
[]
[]
[]
[]
[]
[]
[]
[]
[]
[]
[]
[]
[]
[]
[]
[]
[]
[]
[]
[]
[]
[]
[]
[]
[]
[]
[]
[]
[]
[]
[]
[]
[]
[]
[]
[]
[]
[]
[]
[]
[]
[]
[]
[]
[]
[]
[]
[]
[]
[]
[]
[]
[]
[]
[]
[]
[]
[]
[]
[]
[]
[]
[]
[]
[]
[]
[]
[]
[]
[]
[]
[]
[]
[]
[]
[]
[]
[]
[]
[]
[]
[]
[]
[]
[]
[]
[]
[]
[]
[]
[]
[]
[]
[]
[]
[]
[]
[]
[]
[]
[]
[]
[]
[]
[]
[]
[]
[]
[]
[]
[]
[]
[]
[]
[]
[]
[]
[]
[]
[]
[]
[]
[]
[]
[]
[]
[]
[]
[]
[]
[]
[]
[]
[]
[]
[]
[]
[]
[]
[]
[]
[]
[]
[]
[]
[]
[]
[]
[]
[]
[]
[]
[]
[]
[]
[]
[]
[]
[]
[]
[]
[]
[]
[]
[]
[]
[]
[]
[]
[]
[]
[]
[]
[]
[]
[]
[]
[]
[]
[]
[]
[]
[]
[]
[]
[]
[]
[]
[]
[]
[]
[]
[]
[]
[]
[]
[]
[]
[]
[]
[]
[]
[]
[]
[]
[]
[]
[]
[]
[]
[]
[]
[]
[]
[]
[]
[]
[]
[]
[]
[]
[]
[]
[]
[]
[]
[]
[]
[]
[]
[]
[]
[]
[]
[]
[]
[]
[]
[]
[]
[]
[]
[]
[]
[]
[]
[]
[]
[]
[]
[]
[]
[]
[]
[]
[]
[]
[]
[]
[]
[]
[]
[]
[]
[]
[]
[]
[]
[]
[]
[]
[]
[]
[]
[]
[]
[]
[]
[]
[]
[]
[]
[]
[]
[]
[]
[]
[]
[]
[]
[]
[]
[]
[]
[]
[]
[]
[]
[]
[]
[]
[]
[]
[]
[]
[]
[]
[]
[]
[]
[]
[]
[]
[]
[]
[]
[]
[]
[]
[]
[]
[]
[]
[]
[]
[]
[]
[]
[]
[]
[]
[]
[]
[]
[]
[]
[]
[]
[]
[]
[]
[]
[]
[]
[]
[]
[]
[]
[]
[]
[]
[]
[]
[]
[]
[]
[]
[]
[]
[]
[]
[]
[]
[]
[]
[]
[]
[]
[]
[]
[]
[]
[]
[]
[]
[]
[]
[]
[]
[]
[]
[]
[]
[]
[]
[]
[]
[]
[]
[]
[]
[]
[]
[]
[]
[]
[]
[]
[]
[]
[]
[]
[]
[]
[]
[]
[]
[]
[]
[]
[]
[]
[]
[]
[]
[]
[]
[]
[]
[]
[]
[]
[]
[]
[]
[]
[]
[]
[]
[]
[]
[]
[]
[]
[]
[]
[]
[]
[]
[]
[]
[]
[]
[]
[]
[]
[]
[]
[]
[]
[]
[]
[]
[]
[]
[]
[]
[]
[]
[]
[]
[]
[]
[]
[]
[]
[]
[]
[]
[]
[]
[]
[]
[]
[]
[]
[]
[]
[]
[]
[]
[]
[]
[]
[]
[]
[]
[]
[]
[]
[]
[]
[]
[]
[]
[]
[]
[]
[]
[]
[]
[]
[]
[]
[]
[]
[]
[]
[]
[]
[]
[]
[]
[]
[]
[]
[]
[]
[]
[]
[]
[]
[]
[]
[]
[]
[]
[]
[]
[]
[]
[]
[]
[]
[]
[]
[]
[]
[]
[]
[]
[]
[]
[]
[]
[]
[]
[]
[]
[]
[]
[]
[]
[]
[]
[]
[]
[]
[]
[]
[]
[]
[]
[]
[]
[]
[]
[]
[]
[]
[]
[]
[]
[]
[]
[]
[]
[]
[]
[]
[]
[]
[]
[]
[]
[]
[]
[]
[]
[]
[]
[]
[]
[]
[]
[]
[]
[]
[]
[]
[]
[]
[]
[]
[]
[]
[]
[]
[]
[]
[]
[]
[]
[]
[]
[]
[]
[]
[]
[]
[]
[]
[]
[]
[]
[]
[]
[]
[]
[]
[]
[]
[]
[]
[]
[]
[]
[]
[]
[]
[]
[]
[]
[]
[]
[]
[]
[]
[]
[]
[]
[]
[]
[]
[]
[]
[]
[]
[]
[]
[]
[]
[]
[]
[]
[]
[]
[]
[]
[]
[]
[]
[]
[]
[]
[]
[]
[]
[]
[]
[]
[]
[]
[]
[]
[]
[]
[]
[]
[]
[]
[]
[]
[]
[]
[]
[]
[]
[]
[]
[]
[]
[]
[]
[]
[]
[]
[]
[]
[]
[]
[]
[]
[]
[]
[]
[]
[]
[]
[]
[]
[]
[]
[]
[]
[]
[]
[]
[]
[]
[]
[]
[]
[]
[]
[]
[]
[]
[]
[]
[]
[]
[]
[]
[]
[]
[]
[]
[]
[]
[]
[]
[]
[]
[]
[]
[]
[]
[]
[]
[]
[]
[]
[]
[]
[]
[]
[]
[]
[]
[]
[]
[]
[]
[]
[]
[]
[]
[]
[]
[]
[]
[]
[]
[]
[]
[]
[]
[]
[]
[]
[]
[]
[]
[]
[]
[]
[]
[]
[]
[]
[]
[]
[]
[]
[]
[]
[]
[]
[]
[]
[]
[]
[]
[]
[]
[]
[]
[]
[]
[]
[]
[]
[]
[]
[]
[]
[]
[]
[]
[]
[]
[]
[]
[]
[]
[]
[]
[]
[]
[]
[]
[]
[]
[]
[]
[]
[]
[]
[]
[]
[]
[]
[]
[]
[]
[]
[]
[]
[]
[]
[]
[]
[]
[]
[]
[]
[]
[]
[]
[]
[]
[]
[]
[]
[]
[]
[]
[]
[]
[]
[]
[]
[]
[]
[]
[]
[]
[]
[]
[]
[]
[]
[]
[]
[]
[]
[]
[]
[]
[]
[]
[]
[]
[]
[]
[]
[]
[]
[]
[]
[]
[]
[]
[]
[]
[]
[]
[]
[]
[]
[]
[]
[]
[]
[]
[]
[]
[]
[]
[]
[]
[]
[]
[]
[]
[]
[]
[]
[]
[]
[]
[]
[]
[]
[]
[]
[]
[]
[]
[]
[]
[]
[]
[]
[]
[]
[]
[]
[]
[]
[]
[]
[]
[]
[]
[]
[]
[]
[]
[]
[]
[]
[]
[]
[]
[]
[]
[]
[]
[]
[]
[]
[]
[]
[]
[]
[]
[]
[]
[]
[]
[]
[]
[]
[]
[]
[]
[]
[]
[]
[]
[]
[]
[]
[]
[]
[]
[]
[]
[]
[]
[]
[]
[]
[]
[]
[]
[]
[]
[]
[]
[]
[]
[]
[]
[]
[]
[]
[]
[]
[]
[]
[]
[]
[]
[]
[]
[]
[]
[]
[]
[]
[]
[]
[]
[]
[]
[]
[]
[]
[]
[]
[]
[]
[]
[]
[]
[]
[]
[]
[]
[]
[]
[]
[]
[]
[]
[]
[]
[]
[]
[]
[]
[]
[]
[]
[]
[]
[]
[]
[]
[]
[]
[]
[]
[]
[]
[]
[]
[]
[]
[]
[]
[]
[]
[]
[]
[]
[]
[]
[]
[]
[]
[]
[]
[]
[]
[]
[]
[]
[]
[]
[]
[]
[]
[]
[]
[]
[]
[]
[]
[]
[]
[]
[]
[]
[]
[]
[]
[]
[]
[]
[]
[]
[]
[]
[]
[]
[]
[]
[]
[]
[]
[]
[]
[]
[]
[]
[]
[]
[]
[]
[]
[]
[]
[]
[]
[]
[]
[]
[]
[]
[]
[]
[]
[]
[]
[]
[]
[]
[]
[]
[]
[]
[]
[]
[]
[]
[]
[]
[]
[]
[]
[]
[]
[]
[]
[]
[]
[]
[]
[]
[]
[]
[]
[]
[]
[]
[]
[]
[]
[]
[]
[]
[]
[]
[]
[]
[]
[]
[]
[]
[]
[]
[]
[]
[]
[]
[]
[]
[]
[]
[]
[]
[]
[]
[]
[]
[]
[]
[]
[]
[]
[]
[]
[]
[]
[]
[]
[]
[]
[]
[]
[]
[]
[]
[]
[]
[]
[]
[]
[]
[]
[]
[]
[]
[]
[]
[]
[]
[]
[]
[]
[]
[]
[]
[]
[]
[]
[]
[]
[]
[]
[]
[]
[]
[]
[]
[]
[]
[]
[]
[]
[]
[]
[]
[]
[]
[]
[]
[]
[]
[]
[]
[]
[]
[]
[]
[]
[]
[]
[]
[]
[]
[]
[]
[]
[]
[]
[]
[]
[]
[]
[]
[]
[]
[]
[]
[]
[]
[]
[]
[]
[]
[]
[]
[]
[]
[]
[]
[]
[]
[]
[]
[]
[]
[]
[]
[]
[]
[]
[]
[]
[]
[]
[]
[]
[]
[]
[]
[]
[]
[]
[]
[]
[]
[]
[]
[]
[]
[]
[]
[]
[]
[]
[]
[]
[]
[]
[]
[]
[]
[]
[]
[]
[]
[]
[]
[]
[]
[]
[]
[]
[]
[]
[]
[]
[]
[]
[]
[]
[]
[]
[]
[]
[]
[]
[]
[]
[]
[]
[]
[]
[]
[]
[]
[]
[]
[]
[]
[]
[]
[]
[]
[]
[]
[]
[]
[]
[]
[]
[]
[]
[]
[]
[]
[]
[]
[]
[]
[]
[]
[]
[]
[]
[]
[]
[]
[]
[]
[]
[]
[]
[]
[]
[]
[]
[]
[]
[]
[]
[]
[]
[]
[]
[]
[]
[]
[]
[]
[]
[]
[]
[]
[]
[]
[]
[]
[]
[]
[]
[]
[]
[]
[]
[]
[]
[]
[]
[]
[]
[]
[]
[]
[]
[]
[]
[]
[]
[]
[]
[]
[]
[]
[]
[]
[]
[]
[]
[]
[]
[]
[]
[]
[]
[]
[]
[]
[]
[]
[]
[]
[]
[]
[]
[]
[]
[]
[]
[]
[]
[]
[]
[]
[]
[]
[]
[]
[]
[]
[]
[]
[]
[]
[]
[]
[]
[]
[]
[]
[]
[]
[]
[]
[]
[]
[]
[]
[]
[]
[]
[]
[]
[]
[]
[]
[]
[]
[]
[]
[]
[]
[]
[]
[]
[]
[]
[]
[]
[]
[]
[]
[]
[]
[]
[]
[]
[]
[]
[]
[]
[]
[]
[]
[]
[]
[]
[]
[]
[]
[]
[]
[]
[]
[]
[]
[]
[]
[]
[]
[]
[]
[]
[]
[]
[]
[]
[]
[]
[]
[]
[]
[]
[]
[]
[]
[]
[]
[]
[]
[]
[]
[]
[]
[]
[]
[]
[]
[]
[]
[]
[]
[]
[]
[]
[]
[]
[]
[]
[]
[]
[]
[]
[]
[]
[]
[]
[]
[]
[]
[]
[]
[]
[]
[]
[]
[]
[]
[]
[]
[]
[]
[]
[]
[]
[]
[]
[]
[]
[]
[]
[]
[]
[]
[]
[]
[]
[]
[]
[]
[]
[]
[]
[]
[]
[]
[]
[]
[]
[]
[]
[]
[]
[]
[]
[]
[]
[]
[]
[]
[]
[]
[]
[]
[]
[]
[]
[]
[]
[]
[]
[]
[]
[]
[]
[]
[]
[]
[]
[]
[]
[]
[]
[]
[]
[]
[]
[]
[]
[]
[]
[]
[]
[]
[]
[]
[]
[]
[]
[]
[]
[]
[]
[]
[]
[]
[]
[]
[]
[]
[]
[]
[]
[]
[]
[]
[]
[]
[]
[]
[]
[]
[]
[]
[]
[]
[]
[]
[]
[]
[]
[]
[]
[]
[]
[]
[]
[]
[]
[]
[]
[]
[]
[]
[]
[]
[]
[]
[]
[]
[]
[]
[]
[]
[]
[]
[]
[]
[]
[]
[]
[]
[]
[]
[]
[]
[]
[]
[]
[]
[]
[]
[]
[]
[]
[]
[]
[]
[]
[]
[]
[]
[]
[]
[]
[]
[]
[]
[]
[]
[]
[]
[]
[]
[]
[]
[]
[]
[]
[]
[]
[]
[]
[]
[]
[]
[]
[]
[]
[]
[]
[]
[]
[]
[]
[]
[]
[]
[]
[]
[]
[]
[]
[]
[]
[]
[]
[]
[]
[]
[]
[]
[]
[]
[]
[]
[]
[]
[]
[]
[]
[]
[]
[]
[]
[]
[]
[]
[]
[]
[]
[]
[]
[]
[]
[]
[]
[]
[]
[]
[]
[]
[]
[]
[]
[]
[]
[]
[]
[]
[]
[]
[]
[]
[]
[]
[]
[]
[]
[]
[]
[]
[]
[]
[]
[]
[]
[]
[]
[]
[]
[]
[]
[]
[]
[]
[]
[]
[]
[]
[]
[]
[]
[]
[]
[]
[]
[]
[]
[]
[]
[]
[]
[]
[]
[]
[]
[]
[]
[]
[]
[]
[]
[]
[]
[]
[]
[]
[]
[]
[]
[]
[]
[]
[]
[]
[]
[]
[]
[]
[]
[]
[]
[]
[]
[]
[]
[]
[]
[]
[]
[]
[]
[]
[]
[]
[]
[]
[]
[]
[]
[]
[]
[]
[]
[]
[]
[]
[]
[]
[]
[]
[]
[]
[]
[]
[]
[]
[]
[]
[]
[]
[]
[]
[]
[]
[]
[]
[]
[]
[]
[]
[]
[]
[]
[]
[]
[]
[]
[]
[]
[]
[]
[]
[]
[]
[]
[]
[]
[]
[]
[]
[]
[]
[]
[]
[]
[]
[]
[]
[]
[]
[]
[]
[]
[]
[]
[]
[]
[]
[]
[]
[]
[]
[]
[]
[]
[]
[]
[]
[]
[]
[]
[]
[]
[]
[]
[]
[]
[]
[]
[]
[]
[]
[]
[]
[]
[]
[]
[]
[]
[]
[]
[]
[]
[]
[]
[]
[]
[]
[]
[]
[]
[]
[]
[]
[]
[]
[]
[]
[]
[]
[]
[]
[]
[]
[]
[]
[]
[]
[]
[]
[]
[]
[]
[]
[]
[]
[]
[]
[]
[]
[]
[]
[]
[]
[]
[]
[]
[]
[]
[]
[]
[]
[]
[]
[]
[]
[]
[]
[]
[]
[]
[]
[]
[]
[]
[]
[]
[]
[]
[]
[]
[]
[]
[]
[]
[]
[]
[]
[]
[]
[]
[]
[]
[]
[]
[]
[]
[]
[]
[]
[]
[]
[]
[]
[]
[]
[]
[]
[]
[]
[]
[]
[]
[]
[]
[]
[]
[]
[]
[]
[]
[]
[]
[]
[]
[]
[]
[]
[]
[]
[]
[]
[]
[]
[]
[]
[]
[]
[]
[]
[]
[]
[]
[]
[]
[]
[]
[]
[]
[]
[]
[]
[]
[]
[]
[]
[]
[]
[]
[]
[]
[]
[]
[]
[]
[]
[]
[]
[]
[]
[]
[]
[]
[]
[]
[]
[]
[]
[]
[]
[]
[]
[]
[]
[]
[]
[]
[]
[]
[]
[]
[]
[]
[]
[]
[]
[]
[]
[]
[]
[]
[]
[]
[]
[]
[]
[]
[]
[]
[]
[]
[]
[]
[]
[]
[]
[]
[]
[]
[]
[]
[]
[]
[]
[]
[]
[]
[]
[]
[]
[]
[]
[]
[]
[]
[]
[]
[]
[]
[]
[]
[]
[]
[]
[]
[]
[]
[]
[]
[]
[]
[]
[]
[]
[]
[]
[]
[]
[]
[]
[]
[]
[]
[]
[]
[]
[]
[]
[]
[]
[]
[]
[]
[]
[]
[]
[]
[]
[]
[]
[]
[]
[]
[]
[]
[]
[]
[]
[]
[]
[]
[]
[]
[]
[]
[]
[]
[]
[]
[]
[]
[]
[]
[]
[]
[]
[]
[]
[]
[]
[]
[]
[]
[]
[]
[]
[]
[]
[]
[]
[]
[]
[]
[]
[]
[]
[]
[]
[]
[]
[]
[]
[]
[]
[]
[]
[]
[]
[]
[]
[]
[]
[]
[]
[]
[]
[]
[]
[]
[]
[]
[]
[]
[]
[]
[]
[]
[]
[]
[]
[]
[]
[]
[]
[]
[]
[]
[]
[]
[]
[]
[]
[]
[]
[]
[]
[]
[]
[]
[]
[]
[]
[]
[]
[]
[]
[]
[]
[]
[]
[]
[]
[]
[]
[]
[]
[]
[]
[]
[]
[]
[]
[]
[]
[]
[]
[]
[]
[]
[]
[]
[]
[]
[]
[]
[]
[]
[]
[]
[]
[]
[]
[]
[]
[]
[]
[]
[]
[]
[]
[]
[]
[]
[]
[]
[]
[]
[]
[]
[]
[]
[]
[]
[]
[]
[]
[]
[]
[]
[]
[]
[]
[]
[]
[]
[]
[]
[]
[]
[]
[]
[]
[]
[]
[]
[]
[]
[]
[]
[]
[]
[]
[]
[]
[]
[]
[]
[]
[]
[]
[]
[]
[]
[]
[]
[]
[]
[]
[]
[]
[]
[]
[]
[]
[]
[]
[]
[]
[]
[]
[]
[]
[]
[]
[]
[]
[]
[]
[]
[]
[]
[]
[]
[]
[]
[]
[]
[]
[]
[]
[]
[]
[]
[]
[]
[]
[]
[]
[]
[]
[]
[]
[]
[]
[]
[]
[]
[]
[]
[]
[]
[]
[]
[]
[]
[]
[]
[]
[]
[]
[]
[]
[]
[]
[]
[]
[]
[]
[]
[]
[]
[]
[]
[]
[]
[]
[]
[]
[]
[]
[]
[]
[]
[]
[]
[]
[]
[]
[]
[]
[]
[]
[]
[]
[]
[]
[]
[]
[]
[]
[]
[]
[]
[]
[]
[]
[]
[]
[]
[]
[]
[]
[]
[]
[]
[]
[]
[]
[]
[]
[]
[]
[]
[]
[]
[]
[]
[]
[]
[]
[]
[]
[]
[]
[]
[]
[]
[]
[]
[]
[]
[]
[]
[]
[]
[]
[]
[]
[]
[]
[]
[]
[]
[]
[]
[]
[]
[]
[]
[]
[]
[]
[]
[]
[]
[]
[]
[]
[]
[]
[]
[]
[]
[]
[]
[]
[]
[]
[]
[]
[]
[]
[]
[]
[]
[]
[]
[]
[]
[]
[]
[]
[]
[]
[]
[]
[]
[]
[]
[]
[]
[]
[]
[]
[]
[]
[]
[]
[]
[]
[]
[]
[]
[]
[]
[]
[]
[]
[]
[]
[]
[]
[]
[]
[]
[]
[]
[]
[]
[]
[]
[]
[]
[]
[]
[]
[]
[]
[]
[]
[]
[]
[]
[]
[]
[]
[]
[]
[]
[]
[]
[]
[]
[]
[]
[]
[]
[]
[]
[]
[null,null,null,null,null,{"$f":"0","v":0}]
[]
[]
[null,null,"Volumen hacia Río Tula"]

{"sheet":"RH-27","index":26,"n_rows":43,"n_cols":42,"rows_kept":43,"cut":false,"hidden":false,"merged":[[1,1,1,13],[2,1,2,13],[3,1,3,13],[4,1,4,13],[5,0,5,15]]}
[]
[null,"GERENCIA DE AGUAS SUPERFICIALES E INGENIERÍA DE RÍOS"]
[null,"REGION HIDROLOGICA No 27"]
[null,"NORTE DE VERACRUZ"]
[]
[]
[]
["Cuenca","Nombre","Cp","Ar","Uc (a)","Uc (b)","Uc (c)","Uc","R","Im","Ex","Ev","Ab","Rxy","Ab - Rxy","D",null,"ECUACIONES"]
[1,"Río  Cucharas",209.55,0,1.8965500299999984,0,0,{"$f":"E9+F9+G9","v":1.8965500299999984},1.295912522499999,0,0,0,{"$f":"C9+D9+I9+J9-H9-K9-L9","v":208.94936249250003},{"$f":"$AI$33","v":0},{"$f":"M9-N9","v":208.94936249250003},{"$f":"O9","v":208.94936249250003}]
[2,"Río  Tancochín",156.64400000000001,0,4.9056226899999951,0,0,4.9056226899999951,3.1796557055000063,0,0,0,{"$f":"C10+D10+I10+J10-H10-K10-L10","v":154.91803301550001},{"$f":"$AI$35","v":0},{"$f":"M10-N10","v":154.91803301550001},154.91803301550001,null,"Ab = Cp + Ar + R + Im - (Uc(a) +Uc(b) +Uc(c) + Ev + Ex)"]
[3,"Arroyo La Piedra o La Laja",59.116999999999997,0,0.31725138999999997,0,0,0.31725138999999997,0.12165704250000001,0,0,0,{"$f":"C11+D11+I11+J11-H11-K11-L11","v":58.921405652499992},{"$f":"$AI$37","v":0},{"$f":"M11-N11","v":58.921405652499992},58.921405652499992,null,"D = Ab - Rxy"]
[4,"Arroyo Carbajal",43.142000000000003,0,0.75096197999999992,0,0,0.75096197999999992,0.20559373499999994,0,0,0,{"$f":"C12+D12+I12+J12-H12-K12-L12","v":42.596631755000004},{"$f":"$AI$39","v":0},{"$f":"M12-N12","v":42.596631755000004},42.596631755000004]
[5,"Estero Galindo",260.608,0,0.84867564000000006,1.7312400000000002E-2,0,0.86598804000000007,0.64513761000000003,0,0,0,{"$f":"C13+D13+I13+J13-H13-K13-L13","v":260.38714957000002},{"$f":"$AI$41","v":0},{"$f":"M13-N13","v":260.38714957000002},260.38714957000002,null,"SIMBOLOGIA"]
[6,"Río Tuxpan",2068.7440000000001,0,38.232298960000016,1.6033014000000001,0,39.835600360000015,20.649496075000009,0,0,0,{"$f":"C14+D14+I14+J14-H14-K14","v":2049.5578957150001},0,{"$f":"M14-N14","v":2049.5578957150001},2049.5578957150001]
[7,"Río Cazones",2077.1374576624698,0,77.455357390000017,0.28552660000000002,0,{"$f":"E15+F15+G15","v":77.740883990000015},50.569587407499988,0,165.027815,0,1884.93834607997,0,1884.93834607997,{"$f":"O15","v":1884.93834607997},null,"Cp.- Escurrimiento natural  o \"virgen\" por cuenca propia"]
[8,"Río Tecolutla",6181.09,0,{"$f":"2492.87465056+R48","v":2492.8746505600002},2.2071736300000007,0.27986877999999998,2495.3616929700001,2393.3429911030403,165.027815,{"$f":"0+(0)/1000000","v":0},0,6244.0991131330393,0,6244.0991131330393,6244.0991131330393,null,"Ar.- Volumen medio anual de escurrimiento desde la cuenca aguas arriba"]
[9,"Río Nautla",2413.3091865549964,0,697.05728721000003,0.74863796000000016,0.36363392000000005,698.16955909000001,659.31225112191794,0,0,0,2374.4518785869145,0,2374.4518785869145,2374.4518785869145,null,"Uc (a).- Volumen anual de extracción de agua superficial mediante títulos inscritos actualmente en el REPDA"]
[10,"Río Misantla",667.71111791986982,0,4.9741279899999986,0,0,4.9741279899999986,3.5561339649962953,0,0,0,666.2931238948662,0,666.2931238948662,666.2931238948662,null,"Uc (b).- Volumen anual de extracción de agua superficial de títulos en proceso de inscripción en el REPDA"]
[11,"Río Colipa",330.48539754206456,0,3.5806362699999998,0,0,3.5806362699999998,1.9484108324630436,0,0,0,328.85317210452757,0,328.85317210452757,328.85317210452757,null,"Uc (c).- Volumen anual correspondiente a las reservas y las zonas reglamentadas"]
[12,"Llanuras de Tuxpan",553.16,0,6.9167651000000001,0.55783380000000005,0,7.4745989000000002,1.7807759930000004,0,0,0,547.46617709299994,0,547.46617709299994,547.46617709299994,null,"R.- Volumen anual de retornos"]
[null,"Totales",{"$f":"SUM(C9:C20)","v":15020.698159679399},null,{"$f":"SUM(E9:E20)","v":3329.8101852100003},{"$f":"SUM(F9:F20)","v":5.4197857900000006},0.64350269999999998,3335.8734737,3136.607603113418,165.027815,165.027815,0,null,null,{"$f":"SUM(O14:O20)","v":14095.659706607317},{"$f":"SUM(P9:P20)","v":14821.432289092818},null,"Im.- Volumen anual de importaciones"]
["* Valores  en millones de metros cúbicos",null,null,null,null,null,null,null,null,null,null,null,null,null,null,null,null,"Ex.- Volumen anual de exportaciones"]
[null,null,null,null,null,null,null,null,null,null,null,null,null,null,null,null,null,"Ev.- Volumen medio anual de evaporación en embalses"]
[null,null,null,null,null,null,null,null,null,null,null,null,null,null,null,null,null,"Ab.- Volumen medio anual de escurrimiento de la cuenca hacia aguas abajo "]
[null,null,null,null,null,null,null,null,null,null,null,null,null,null,null,null,null,"Rxy.- Volumen anual actual comprometido aguas abajo y volumenes decretados para reservas medio ambiente"]
[null,null,null,null,null,null,null,null,null,null,null,null,null,null,null,null,null,"D.- Disponibilidad media anual de agua superficial en la cuenca hidrológica "]
[null,null,null,null,null,null,null,null,null,null,null,null,null,null,null,null,null,"D.- Disponibilidad media anual de agua superficial en la cuenca hidrológica "]
[null,null,null,null,null,null,null,null,null,null,null,null,null,null,null,null,null,"D.- Disponibilidad"]
["No LINEA","CUENCA O REGION","CONEXION",null,null,null,null,"OFERTA  POTENCIAL",null,null,null,null,"DEMANDA CONSUNTIVA",null,null,null,null,"EH.- Estación hidrométrica",null,null,"OFERTA REAL",null,null,"EXTRACC Y VOLS RESERV PARA A ABAJO",null,null,null,null,null,null,null,"POR CUENCA PROPIA",null,null,"A LA SAL. DEL C PRINCIPAL",null,"DISPONIBILIDAD RELATIVA",null,null,null,"OFERTA - DEMANDA"]
[null,"HIDROLOGICA","DE ","HACIA",null,null,null,"Cp","Cp A Arriba","Im","R","TOTAL","Uc","Ev","Ex","TOTAL","TOTAL ACUM.","Dv","Ab","Ab","Cp","Im","TOTAL","Uc","Re1","Re2","RImp","TOTAL","para Cp","para Im","TOTAL","RESERVADO","DISPONIBLE","DImp","RESERVADO","DISPONIBLE","INDICE","CLAVE","COLOR",null,"OFERTA","DEMANDA"]
["Huicicila"]
[null,null,null,null,null,null,null,null,null,null,null,null,null,null,null,null,null,null,null,null,{"$f":"IF(U33=0,\"\",U33/(SUM($U33:$V33)))","v":1},{"$f":"IF(V33=0,\"\",V33/(SUM($U33:$V33)))","v":""},{"$f":"SUM(U32:V32)","v":1},null,null,null,null,null,{"$f":"IF(U32=0,\"\",U32)","v":1},{"$f":"IF(V32=0,\"\",V32)","v":""},{"$f":"SUM(AC32:AD32)","v":1}]
["A",{"$f":"A33","v":"A"},{"$f":"A33","v":"A"},"MAR",null,null,null,{"$f":"C9","v":209.55},null,{"$f":"J9","v":0},{"$f":"I9","v":1.295912522499999},{"$f":"SUM(H33:K33)","v":210.84591252250002},{"$f":"H9","v":1.8965500299999984},{"$f":"L9","v":0},{"$f":"K9","v":0},{"$f":"SUM(M33:O33)","v":1.8965500299999984},{"$f":"+P33","v":1.8965500299999984},0,{"$f":"L33-Q33-R33","v":208.94936249250003},{"$f":"IF(S33<0,0,S33)","v":208.94936249250003},{"$f":"K33+H33","v":210.84591252250002},{"$f":"J33","v":0},210.84591252250002,{"$f":"+Q33","v":1.8965500299999984},{"$f":"(X33+R33)","v":1.8965500299999984},null,{"$f":"IF(V33>0,(X33+R33+Y33)*V32,\"\")","v":""},{"$f":"SUM(X33:Y33)","v":3.7931000599999969},{"$f":"IF(AC32=\"\",\"\",$AB33*AC32)","v":3.7931000599999969},{"$f":"IF(AD32=\"\",\"\",$AB33*AD32)","v":""},{"$f":"SUM(AC33:AD33)","v":3.7931000599999969},{"$f":"+U33","v":210.84591252250002},{"$f":"IF(D33=\"MAR\",IF((AF33-Y33)<0,0,AF33-Y33),IF(D33=\"Cerrada\",IF((AF33-Y33)<0,0,AF33-Y33),IF((AF33-Z33)<0,0,AF33-Z33)))","v":208.94936249250003},{"$f":"IF(V33=0,\"\",IF(V33-AA33<0,0,V33-AA33))","v":""},{"$f":"IF(D33=\"MAR\",0,IF(D33=\"Cerrada\",0,Y33))","v":0},{"$f":"IF(T33-AI33<0,0,T33-AI33)","v":208.94936249250003},{"$f":"IF(D33=\"MAR\",IF(X33+R33+Y33=0,\"Infinito\",(I33+U33+V33)/(X33+R33)),IF(D33=\"Cerrada\",IF(X33+R33+Y33=0,\"Infinito\",(I33+U33+V33)/(X33+R33)),IF(X33+R33+Y33=0,\"Infinito\",(I33+U33+V33)/(X33+R33+Y33))))","v":111.17339863821056},{"$f":"IF(AK33<1.4,\"1\", IF(AK33<3,\"2\", IF(AK33<9,\"3\", \"4\")))","v":"4"},{"$f":"IF(AK33<1.4,\"ROJO\", IF(AK33<3,\"AMARILLO\", IF(AK33<9,\"VERDE\", \"AZUL\")))","v":"AZUL"},{"$f":"IF(AK33<1.4,\"Déficit\", IF(AK33<3,\"Equilibrio\", IF(AK33<9,\"Disponibilidad\", \"Abundante\")))","v":"Abundante"},{"$f":"I33+U33+V33","v":210.84591252250002},{"$f":"IF(D33=\"MAR\",X33+R33,IF(D33=\"Cerrada\",X33+R33,X33+R33+Y33))","v":1.8965500299999984}]
[null,null,null,null,null,null,null,null,null,null,null,null,null,null,null,null,null,null,null,null,{"$f":"IF(U35=0,\"\",U35/(SUM($U35:$V35)))","v":1},{"$f":"IF(V35=0,\"\",V35/(SUM($U35:$V35)))","v":""},1,null,null,null,null,null,{"$f":"IF(U34=0,\"\",U34)","v":1},{"$f":"IF(V34=0,\"\",V34)","v":""},1]
["B",{"$f":"A35","v":"B"},{"$f":"A35","v":"B"},"MAR",null,null,null,{"$f":"C10","v":156.64400000000001},null,{"$f":"J10","v":0},{"$f":"I10","v":3.1796557055000063},{"$f":"SUM(H35:K35)","v":159.82365570550002},{"$f":"H10","v":4.9056226899999951},{"$f":"L10","v":0},{"$f":"K10","v":0},{"$f":"SUM(M35:O35)","v":4.9056226899999951},{"$f":"+P35","v":4.9056226899999951},0,{"$f":"L35-Q35-R35","v":154.91803301550001},{"$f":"IF(S35<0,0,S35)","v":154.91803301550001},{"$f":"K35+H35","v":159.82365570550002},{"$f":"J35","v":0},159.82365570550002,{"$f":"+Q35","v":4.9056226899999951},{"$f":"(X35+R35)","v":4.9056226899999951},null,{"$f":"IF(V35>0,(X35+R35+Y35)*V34,\"\")","v":""},{"$f":"SUM(X35:Y35)","v":9.8112453799999901},{"$f":"IF(AC34=\"\",\"\",$AB35*AC34)","v":9.8112453799999901},{"$f":"IF(AD34=\"\",\"\",$AB35*AD34)","v":""},9.8112453799999901,{"$f":"+U35","v":159.82365570550002},{"$f":"IF(D35=\"MAR\",IF((AF35-Y35)<0,0,AF35-Y35),IF(D35=\"Cerrada\",IF((AF35-Y35)<0,0,AF35-Y35),IF((AF35-Z35)<0,0,AF35-Z35)))","v":154.91803301550001},{"$f":"IF(V35=0,\"\",IF(V35-AA35<0,0,V35-AA35))","v":""},{"$f":"IF(D35=\"MAR\",0,IF(D35=\"Cerrada\",0,Y35))","v":0},{"$f":"IF(T35-AI35<0,0,T35-AI35)","v":154.91803301550001},{"$f":"IF(D35=\"MAR\",IF(X35+R35+Y35=0,\"Infinito\",(I35+U35+V35)/(X35+R35)),IF(D35=\"Cerrada\",IF(X35+R35+Y35=0,\"Infinito\",(I35+U35+V35)/(X35+R35)),IF(X35+R35+Y35=0,\"Infinito\",(I35+U35+V35)/(X35+R35+Y35))))","v":32.57968780014351},{"$f":"IF(AK35<1.4,\"1\", IF(AK35<3,\"2\", IF(AK35<9,\"3\", \"4\")))","v":"4"},{"$f":"IF(AK35<1.4,\"ROJO\", IF(AK35<3,\"AMARILLO\", IF(AK35<9,\"VERDE\", \"AZUL\")))","v":"AZUL"},{"$f":"IF(AK35<1.4,\"Déficit\", IF(AK35<3,\"Equilibrio\", IF(AK35<9,\"Disponibilidad\", \"Abundante\")))","v":"Abundante"},{"$f":"I35+U35+V35","v":159.82365570550002},{"$f":"IF(D35=\"MAR\",X35+R35,IF(D35=\"Cerrada\",X35+R35,X35+R35+Y35))","v":4.9056226899999951}]
[null,null,null,null,null,null,null,null,null,null,null,null,null,null,null,null,null,null,null,null,{"$f":"IF(U37=0,\"\",U37/(SUM($U37:$V37)))","v":1},{"$f":"IF(V37=0,\"\",V37/(SUM($U37:$V37)))","v":""},1,null,null,null,null,null,{"$f":"IF(U36=0,\"\",U36)","v":1},{"$f":"IF(V36=0,\"\",V36)","v":""},1]
["C",{"$f":"A37","v":"C"},{"$f":"A37","v":"C"},"MAR",null,null,null,{"$f":"C11","v":59.116999999999997},null,{"$f":"J11","v":0},{"$f":"I11","v":0.12165704250000001},{"$f":"SUM(H37:K37)","v":59.238657042499995},{"$f":"H11","v":0.31725138999999997},{"$f":"L11","v":0},{"$f":"K11","v":0},{"$f":"SUM(M37:O37)","v":0.31725138999999997},{"$f":"+P37","v":0.31725138999999997},0,{"$f":"L37-Q37-R37","v":58.921405652499992},{"$f":"IF(S37<0,0,S37)","v":58.921405652499992},{"$f":"K37+H37","v":59.238657042499995},{"$f":"J37","v":0},59.238657042499995,{"$f":"+Q37","v":0.31725138999999997},{"$f":"(X37+R37)","v":0.31725138999999997},null,{"$f":"IF(V37>0,(X37+R37+Y37)*V36,\"\")","v":""},{"$f":"SUM(X37:Y37)","v":0.63450277999999993},{"$f":"IF(AC36=\"\",\"\",$AB37*AC36)","v":0.63450277999999993},{"$f":"IF(AD36=\"\",\"\",$AB37*AD36)","v":""},0.63450277999999993,{"$f":"+U37","v":59.238657042499995},{"$f":"IF(D37=\"MAR\",IF((AF37-Y37)<0,0,AF37-Y37),IF(D37=\"Cerrada\",IF((AF37-Y37)<0,0,AF37-Y37),IF((AF37-Z37)<0,0,AF37-Z37)))","v":58.921405652499992},{"$f":"IF(V37=0,\"\",IF(V37-AA37<0,0,V37-AA37))","v":""},{"$f":"IF(D37=\"MAR\",0,IF(D37=\"Cerrada\",0,Y37))","v":0},{"$f":"IF(T37-AI37<0,0,T37-AI37)","v":58.921405652499992},{"$f":"IF(D37=\"MAR\",IF(X37+R37+Y37=0,\"Infinito\",(I37+U37+V37)/(X37+R37)),IF(D37=\"Cerrada\",IF(X37+R37+Y37=0,\"Infinito\",(I37+U37+V37)/(X37+R37)),IF(X37+R37+Y37=0,\"Infinito\",(I37+U37+V37)/(X37+R37+Y37))))","v":186.72465719535541},{"$f":"IF(AK37<1.4,\"1\", IF(AK37<3,\"2\", IF(AK37<9,\"3\", \"4\")))","v":"4"},{"$f":"IF(AK37<1.4,\"ROJO\", IF(AK37<3,\"AMARILLO\", IF(AK37<9,\"VERDE\", \"AZUL\")))","v":"AZUL"},{"$f":"IF(AK37<1.4,\"Déficit\", IF(AK37<3,\"Equilibrio\", IF(AK37<9,\"Disponibilidad\", \"Abundante\")))","v":"Abundante"},{"$f":"I37+U37+V37","v":59.238657042499995},{"$f":"IF(D37=\"MAR\",X37+R37,IF(D37=\"Cerrada\",X37+R37,X37+R37+Y37))","v":0.31725138999999997}]
[null,null,null,null,null,null,null,null,null,null,null,null,null,null,null,null,null,null,null,null,{"$f":"IF(U39=0,\"\",U39/(SUM($U39:$V39)))","v":1},{"$f":"IF(V39=0,\"\",V39/(SUM($U39:$V39)))","v":""},1,null,null,null,null,null,{"$f":"IF(U38=0,\"\",U38)","v":1},{"$f":"IF(V38=0,\"\",V38)","v":""},1]
["D",{"$f":"A39","v":"D"},{"$f":"A39","v":"D"},"MAR",null,null,null,{"$f":"C12","v":43.142000000000003},null,{"$f":"J12","v":0},{"$f":"I12","v":0.20559373499999994},{"$f":"SUM(H39:K39)","v":43.347593735000004},{"$f":"H12","v":0.75096197999999992},{"$f":"L12","v":0},{"$f":"K12","v":0},{"$f":"SUM(M39:O39)","v":0.75096197999999992},{"$f":"+P39","v":0.75096197999999992},0,{"$f":"L39-Q39-R39","v":42.596631755000004},{"$f":"IF(S39<0,0,S39)","v":42.596631755000004},{"$f":"K39+H39","v":43.347593735000004},{"$f":"J39","v":0},43.347593735000004,{"$f":"+Q39","v":0.75096197999999992},{"$f":"(X39+R39)","v":0.75096197999999992},null,{"$f":"IF(V39>0,(X39+R39+Y39)*V38,\"\")","v":""},{"$f":"SUM(X39:Y39)","v":1.5019239599999998},{"$f":"IF(AC38=\"\",\"\",$AB39*AC38)","v":1.5019239599999998},{"$f":"IF(AD38=\"\",\"\",$AB39*AD38)","v":""},1.5019239599999998,{"$f":"+U39","v":43.347593735000004},{"$f":"IF(D39=\"MAR\",IF((AF39-Y39)<0,0,AF39-Y39),IF(D39=\"Cerrada\",IF((AF39-Y39)<0,0,AF39-Y39),IF((AF39-Z39)<0,0,AF39-Z39)))","v":42.596631755000004},{"$f":"IF(V39=0,\"\",IF(V39-AA39<0,0,V39-AA39))","v":""},{"$f":"IF(D39=\"MAR\",0,IF(D39=\"Cerrada\",0,Y39))","v":0},{"$f":"IF(T39-AI39<0,0,T39-AI39)","v":42.596631755000004},{"$f":"IF(D39=\"MAR\",IF(X39+R39+Y39=0,\"Infinito\",(I39+U39+V39)/(X39+R39)),IF(D39=\"Cerrada\",IF(X39+R39+Y39=0,\"Infinito\",(I39+U39+V39)/(X39+R39)),IF(X39+R39+Y39=0,\"Infinito\",(I39+U39+V39)/(X39+R39+Y39))))","v":57.722754133305138},{"$f":"IF(AK39<1.4,\"1\", IF(AK39<3,\"2\", IF(AK39<9,\"3\", \"4\")))","v":"4"},{"$f":"IF(AK39<1.4,\"ROJO\", IF(AK39<3,\"AMARILLO\", IF(AK39<9,\"VERDE\", \"AZUL\")))","v":"AZUL"},{"$f":"IF(AK39<1.4,\"Déficit\", IF(AK39<3,\"Equilibrio\", IF(AK39<9,\"Disponibilidad\", \"Abundante\")))","v":"Abundante"},{"$f":"IF(I39+U39+V39<=0,0,I39+U39+V39)","v":43.347593735000004},{"$f":"IF(D39=\"MAR\",X39+R39,IF(D39=\"Cerrada\",X39+R39,X39+R39+Y39))","v":0.75096197999999992}]
[null,null,null,null,null,null,null,null,null,null,null,null,null,null,null,null,null,null,null,null,{"$f":"IF(U41=0,\"\",U41/(SUM($U41:$V41)))","v":1},{"$f":"IF(V41=0,\"\",V41/(SUM($U41:$V41)))","v":""},1,null,null,null,null,null,{"$f":"IF(U40=0,\"\",U40)","v":1},{"$f":"IF(V40=0,\"\",V40)","v":""},1]
["E",{"$f":"A41","v":"E"},{"$f":"A41","v":"E"},"MAR",null,null,null,{"$f":"C13","v":260.608},null,{"$f":"J13","v":0},{"$f":"I13","v":0.64513761000000003},{"$f":"SUM(H41:K41)","v":261.25313761000001},{"$f":"H13","v":0.86598804000000007},{"$f":"L13","v":0},{"$f":"K13","v":0},{"$f":"SUM(M41:O41)","v":0.86598804000000007},{"$f":"+P41","v":0.86598804000000007},0,{"$f":"L41-Q41-R41","v":260.38714957000002},{"$f":"IF(S41<0,0,S41)","v":260.38714957000002},{"$f":"K41+H41","v":261.25313761000001},{"$f":"J41","v":0},261.25313761000001,{"$f":"+Q41","v":0.86598804000000007},{"$f":"(X41+R41)","v":0.86598804000000007},null,{"$f":"IF(V41>0,(X41+R41+Y41)*V40,\"\")","v":""},{"$f":"SUM(X41:Y41)","v":1.7319760800000001},{"$f":"IF(AC40=\"\",\"\",$AB41*AC40)","v":1.7319760800000001},{"$f":"IF(AD40=\"\",\"\",$AB41*AD40)","v":""},1.7319760800000001,{"$f":"+U41","v":261.25313761000001},{"$f":"IF(D41=\"MAR\",IF((AF41-Y41)<0,0,AF41-Y41),IF(D41=\"Cerrada\",IF((AF41-Y41)<0,0,AF41-Y41),IF((AF41-Z41)<0,0,AF41-Z41)))","v":260.38714957000002},{"$f":"IF(V41=0,\"\",IF(V41-AA41<0,0,V41-AA41))","v":""},{"$f":"IF(D41=\"MAR\",0,IF(D41=\"Cerrada\",0,Y41))","v":0},{"$f":"IF(T41-AI41<0,0,T41-AI41)","v":260.38714957000002},{"$f":"IF(D41=\"MAR\",IF(X41+R41+Y41=0,\"Infinito\",(I41+U41+V41)/(X41+R41)),IF(D41=\"Cerrada\",IF(X41+R41+Y41=0,\"Infinito\",(I41+U41+V41)/(X41+R41)),IF(X41+R41+Y41=0,\"Infinito\",(I41+U41+V41)/(X41+R41+Y41))))","v":301.68215442097789},{"$f":"IF(AK41<1.4,\"1\", IF(AK41<3,\"2\", IF(AK41<9,\"3\", \"4\")))","v":"4"},{"$f":"IF(AK41<1.4,\"ROJO\", IF(AK41<3,\"AMARILLO\", IF(AK41<9,\"VERDE\", \"AZUL\")))","v":"AZUL"},{"$f":"IF(AK41<1.4,\"Déficit\", IF(AK41<3,\"Equilibrio\", IF(AK41<9,\"Disponibilidad\", \"Abundante\")))","v":"Abundante"},{"$f":"IF(I41+U41+V41<=0,0,I41+U41+V41)","v":261.25313761000001},{"$f":"IF(D41=\"MAR\",X41+R41,IF(D41=\"Cerrada\",X41+R41,X41+R41+Y41))","v":0.86598804000000007}]
[]
[null,null,null,null,null,null,null,null,null,null,null,null,null,null,null,null,null,null,null,null,null,null,null,null,null,null,null,null,null,null,null,null,null,null,null,{"$f":"SUM(AJ32:AJ42)","v":725.77258248550004}]

{"sheet":"RH-28","index":27,"n_rows":134,"n_cols":42,"rows_kept":134,"cut":false,"hidden":false,"merged":[[1,1,1,14],[2,1,2,14],[3,1,3,14],[4,1,4,14],[5,0,5,16]]}
[]
[null,"GERENCIA DE AGUAS SUPERFICIALES E INGENIERÍA DE RÍOS"]
[null,"REGION HIDROLOGICA No 28"]
[null,"PAPALOAPAN"]
[]
[]
[]
["Cuenca","Nombre","Cp","Ar","Uc (a)","Uc (b)","Uc (c)","Uc","R","Im","Ex","Ev ","Δv","Ab","Rxy","Ab - Rxy","D",null,"ECUACIONES"]
[1,"Río Salado",422.22199999999998,{"$f":"$I$80","v":0},111.91650300000005,0,50.493635040000001,{"$f":"G9+F9+E9","v":162.41013804000005},26.828009200000004,137.39550877193,{"$f":"0+(0)/1000000","v":0},0,0,{"$f":"$T$80","v":424.03537993192998},{"$f":"$AI$80","v":383.70387443541301},{"$f":"N9-O9","v":40.331505496516968},{"$f":"IF(P9<0,0,P9)","v":40.331505496516968}]
[2,"Río Grande",896.04100000000005,{"$f":"$I$82","v":0},53.53290174,0.35095199999999999,0,{"$f":"G10+F10+E10","v":53.883853739999999},16.313813571500003,0,0,0,0,{"$f":"$T$82","v":858.47095983150007},{"$f":"$AI$82","v":776.81874901691549},81.652210814584578,{"$f":"IF(P10<0,0,P10)","v":81.652210814584578},null,"Ab = Cp + Ar + R + Im - (Uc(a) +Uc(b) +Uc(c) + Ev + Ex + Av)"]
[3,"Río Trinidad",6327.598,{"$f":"$I$84","v":0},7.8053889699999992,2.56668E-3,1.0626200000000001,8.8705756499999993,4.173486813000002,0,0,0,0,{"$f":"$T$84","v":6322.9009111629994},{"$f":"$AI$84","v":4840.0089074013886},1482.8920037616108,1482.8920037616108,null,"D = Ab - Rxy"]
[4,"Río Valle Nacional",3807.848,{"$f":"$I$86","v":0},9.3137841600000009,0,0.793659,10.107443160000001,2.522684926000001,0,0,0,0,{"$f":"$T$86","v":3800.2632417659997},{"$f":"$AI$86","v":2839.0650417282163},961.19820003778341,961.19820003778341]
[5,"Río Playa Vicente",6121.7960000000003,{"$f":"$I$88","v":0},7.3515105099999989,2.3176500000000003E-2,3.9549271999999998,11.329614209999999,4.5500335330000024,0,0,0,0,{"$f":"$T$88","v":6115.0164193230003},{"$f":"$AI$88","v":4562.1765481123548},1552.8398712106455,1552.8398712106455,null,"SIMBOLOGIA"]
[6,"Río Santo Domingo",4786.7780000000002,{"$f":"$I$90","v":1282.5063397634301},1030.53981133,0,3.0870000000000002,1033.62681133,1028.7061952860001,0,{"$f":"3271.35387879176","v":3271.3538787917601},101.851,21.975000000000001,{"$f":"$T$90","v":2669.1838449276706},{"$f":"$AI$90","v":1994.0688478617956},675.11499706587506,675.11499706587506]
[7,"Río Tonto",8808.1299999999992,{"$f":"$I$92","v":0},15441.8403631,72.349247640000002,20.641999999999999,15534.831610740001,15288.5079834755,3271.3538787900002,0,336.4,27.146999999999998,{"$f":"$T$92","v":11469.613251525498},{"$f":"$AI$92","v":8568.6111600565273},2901.0020914689703,2901.0020914689703,null,"Cp.- Volumen medio anual de escurrimiento natural "]
[8,"Río Blanco",2664.1590000000001,{"$f":"$I$94","v":0},1486.9337702400001,0.81297796,36.022334720000003,1523.7690829200001,1358.0322626706002,0,186.80134000000001,0,0,{"$f":"$T$94","v":2311.6208397506002},{"$f":"$AI$94","v":1723.212382211686},588.40845753891426,588.40845753891426,null,"Ar.- Volumen medio anual de escurrimiento desde la cuenca aguas arriba"]
[9,"Río San Juan",2345.8629999999998,{"$f":"$I$96","v":6322.9009111629994},654.65453520999995,0.371722,8.1867595499999997,663.21301675999996,614.1115448905,0,0,66.763000000000005,0,{"$f":"$T$96","v":8552.8994392935001},{"$f":"$AI$96","v":6375.8130071158512},2177.0864321776489,2177.0864321776489,null,"Uc (a).- Volumen anual de extracción de agua superficial mediante títulos inscritos actualmente en el REPDA"]
[10,"Río Tesechoacán",460.79500000000002,{"$f":"$I$98","v":6115.0164193230003},12.229363879999999,0,3.4140000000000001,15.643363879999999,7.1554576879999994,0,0,0,0,{"$f":"$T$98","v":6567.3235131310003},{"$f":"$AI$98","v":4895.6528688494882},1671.6706442815121,1671.6706442815121,null,"Uc (b).- Volumen anual de extracción de agua superficial de títulos en proceso de inscripción en el REPDA"]
[11,"Río Papaloapan",1293.694,{"$f":"$I$100","v":17939.060338219169},121.56044061999999,0.74990327999999995,0,122.31034389999999,53.216544300499997,0,0,0,0,{"$f":"$T$100","v":19163.660538619668},{"$f":"$AI$100","v":14285.672010213284},4877.9885284063839,4877.9885284063839,null,"Uc (c).- Volumen anual correspondiente a las reservas y las zonas reglamentadas"]
[12,"Llanuras de Papaloapan",4064.73,{"$f":"$I$102","v":36595.504330794764},491.77606145999999,0.49457239999999997,0.66400000000000003,492.93463386000002,109.39933389250002,186.80134000000001,0,211.679,0,{"$f":"$T$102","v":40251.821370827267},{"$f":"$AI$102","v":29826.62},10425.201370827268,10425.201370827268,null,"R.- Volumen anual de retornos"]
[13,"Río Actopan",834.65499999999997,0,425.31588146199994,0,45.6,470.91588146199996,117.01041057650001,{"$f":"23.65+97.072","v":120.72200000000001},0,0,0,{"$f":"C21+D21+I21+J21-H21-K21-L21-M21","v":601.47152911450007},256,345.47152911450007,345.47152911450007,null,"Im.- Volumen anual de importaciones"]
[14,"Río La Antigua",2152.7849999999999,0,356.03963225000001,0.19802519999999998,51.214239749999997,407.45189720000002,120.0731125355,0,{"$f":"J21","v":120.72200000000001},0,0,{"$f":"C22+D22+I22+J22-H22-K22-L22-M22","v":1744.6842153354999},988.51,756.17421533549987,756.17421533549987,null,"Ex.- Volumen anual de exportaciones"]
[15,"Río Jamapa",588.91200000000003,0,178.30153937,4.5640989999999999E-2,0,178.34718036000001,107.5950613151,0,0,0,0,{"$f":"$T$113","v":518.15988095509999},{"$f":"$AI$113","v":380.65664183337412},137.50323912172587,137.50323912172587,null,"Ev.- Volumen medio anual de evaporación en embalses"]
[16,"Río Cotaxtla",1458.107,0,386.37705167999985,0.73838676000000003,9.0388389999999994,396.15427743999987,158.66140902379999,0,{"$f":"0+(0)/1000000","v":0},0,0,{"$f":"$T$115","v":1220.6141315837999},{"$f":"$AI$115","v":896.70175824228158},{"$f":"N24-O24","v":323.91237334151833},323.91237334151833,null,"Av.- Volumen medio anual de variación de almacenamiento en embalses"]
[17,"Río Jamapa-Cotaxtla",125.729,{"$f":"$I$117","v":1738.7740125389},414.15444244000003,0,1.079,415.23344244000003,402.25675852759997,0,0,0,0,{"$f":"T117","v":1851.5263286264999},{"$f":"$AI$117","v":1250},601.52632862649989,601.52632862649989,null,"Ab.- Volumen medio anual de escurrimiento de la cuenca hacia aguas abajo "]
[18,"Llanuras de Actopan",261.05,0,6.6147668299999989,0,0,6.6147668299999989,3.1089514984999997,0,0,0,0,{"$f":"C26+D26+I26+J26-H26-K26-L26-M26","v":257.54418466850001},105.6,151.94418466850001,151.94418466850001,null,"Rxy.- Volumen anual actual comprometido aguas abajo y volumenes decretados para reservas medio ambiente"]
[null,"Totales",{"$f":"SUM(C9:C26)","v":47420.892},null,{"$f":"SUM(E9:E26)","v":21196.257748252003},{"$f":"SUM(F9:F26)","v":76.137171409999993},235.25301425999999,21507.647933922002,19422.223053724101,3716.2727275619304,3578.8772187917602,716.69299999999998,49.122,null,null,null,{"$f":"Q26+Q25+Q22+Q21+Q20","v":12280.317628572267},null,"D.- Disponibilidad media anual de agua superficial en la cuenca hidrológica "]
["* Valores  en millones de metros cúbicos"]
[]
[]
[]
[]
[]
[]
[]
[]
[]
[]
[]
[]
[]
[]
[]
[]
[]
[]
[]
[]
[]
[]
[]
[]
[]
[]
[]
[]
[]
[]
[]
[]
[]
[]
[]
[]
[]
[]
[]
[]
[]
[]
[]
[]
[]
[]
[]
["No LINEA","CUENCA O REGION","CONEXION",null,null,null,null,"OFERTA  POTENCIAL",null,null,null,null,"DEMANDA CONSUNTIVA",null,null,null,null,null,null,null,"OFERTA REAL",null,null,null,null,null,null,"EXTRACC Y VOLS RESERV PARA A ABAJO",null,null,null,"POR CUENCA PROPIA",null,null,"A LA SAL. DEL C PRINCIPAL",null,"DISPONIBILIDAD RELATIVA"]
[null,"HIDROLOGICA","DE ","HACIA",null,null,null,"Cp","Cp A Arriba","Im","R","TOTAL","Uc","Ev","Ex","TOTAL","TOTAL ACUM.",null,"Dv","Ab","Cp","Ar1","Ar2","Ar3","Ar4","Im","TOTAL","Uc","Re1","Re2","RImp","RESERVADO","DISPONIBLE","DImp","RESERVADO","DISPONIBLE","INDICE","CLAVE","COLOR",null,null,"Disponibilidad Hídrica"]
["Cuenca del río Papaloapan"]
[null,null,null,null,null,null,null,null,null,null,null,null,null,null,null,null,null,null,null,null,{"$f":"IF(U80=0,\"\",U80/(SUM($U80:$Z80)))","v":0.76571479436474021},"","","","",0.23428520563525967,{"$f":"SUM(U79:Z79)","v":0.99999999999999989}]
[1,"A","A","F",null,null,null,{"$f":"C9","v":422.22199999999998},null,{"$f":"J9","v":137.39550877193},{"$f":"I9","v":26.828009200000004},{"$f":"SUM(H80:K80)","v":586.44551797193003},{"$f":"H9","v":162.41013804000005},{"$f":"L9","v":0},{"$f":"K9","v":0},{"$f":"SUM(M80:O80)","v":162.41013804000005},{"$f":"+P80","v":162.41013804000005},null,{"$f":"M9","v":0},{"$f":"L80-Q80-S80","v":424.03537993192998},{"$f":"K80+H80","v":449.05000919999998},null,null,null,null,{"$f":"J80","v":137.39550877193},586.44551797193003,{"$f":"+Q80","v":162.41013804000005},{"$f":"(AB90+AC90+S90)*V89","v":383.70387443541301},{"$f":"(AB80+AC80)*U79","v":418.16757876231412},{"$f":"IF(Z80>0,(AB80+AC80)*Z79,\"\")","v":127.94643371309893},{"$f":"+U80","v":449.05000919999998},{"$f":"IF(D80=\"MAR\",IF((AF80-AC80)<0,0,AF80-AC80),IF(D80=\"Cerrada\",IF((AF80-AC80)<0,0,AF80-AC80),IF((AF80-AD80)<0,0,AF80-AD80)))","v":30.882430437685855},{"$f":"IF(Z80=0,\"\",IF(Z80-AE80<0,0,Z80-AE80))","v":9.4490750588310704},{"$f":"+AC80","v":383.70387443541301},{"$f":"T80-AI80","v":40.331505496516968},{"$f":"IF(D80=\"MAR\",IF(AB80+S80+AC80=0,\"Infinito\",(I80+U80+Z80)/(AB80+S80+AC80)),IF(D80=\"C\",IF(AB80+S80+AC80=0,\"Infinito\",(I80+U80+Z80)/(AB80+S80)),IF(AB80+S80+AC80=0,\"Infinito\",(I80+U80+Z80)/(AB80+S80+AC80))))","v":1.073851804889062},{"$f":"IF(AK80<1.4,\"1\", IF(AK80<3,\"2\", IF(AK80<9,\"3\", \"4\")))","v":"1"},{"$f":"IF(AK80<1.4,\"ROJO\", IF(AK80<3,\"AMARILLO\", IF(AK80<9,\"VERDE\", \"AZUL\")))","v":"ROJO"},{"$f":"IF(AK80<1.4,\"Déficit\", IF(AK80<3,\"Equilibrio\", IF(AK80<9,\"Disponibilidad\", \"Abundante\")))","v":"Déficit"},null,{"$f":"SUM(AG80:AH80)","v":40.331505496516925}]
[null,null,null,null,null,null,null,null,null,null,null,null,null,null,null,null,null,null,null,null,{"$f":"IF(U82=0,\"\",U82/(SUM($U82:$Z82)))","v":1},"","","","","",1]
[2,"B","B","F",null,null,null,{"$f":"C10","v":896.04100000000005},null,{"$f":"J10","v":0},{"$f":"I10","v":16.313813571500003},{"$f":"SUM(H82:K82)","v":912.35481357150002},{"$f":"H10","v":53.883853739999999},{"$f":"L10","v":0},{"$f":"K10","v":0},{"$f":"SUM(M82:O82)","v":53.883853739999999},{"$f":"+P82","v":53.883853739999999},null,{"$f":"M10","v":0},{"$f":"L82-Q82-S82","v":858.47095983150007},{"$f":"K82+H82","v":912.35481357150002},null,null,null,null,{"$f":"J82","v":0},912.35481357150002,{"$f":"+Q82","v":53.883853739999999},{"$f":"(AB90+AC90+S90)*W89","v":776.81874901691549},{"$f":"(AB82+AC82)*U81","v":830.70260275691544},{"$f":"IF(Z82>0,(AB82+AC82)*Z81,\"\")","v":""},{"$f":"+U82","v":912.35481357150002},{"$f":"IF(D82=\"MAR\",IF((AF82-AC82)<0,0,AF82-AC82),IF(D82=\"Cerrada\",IF((AF82-AC82)<0,0,AF82-AC82),IF((AF82-AD82)<0,0,AF82-AD82)))","v":81.652210814584578},{"$f":"IF(Z82=0,\"\",IF(Z82-AE82<0,0,Z82-AE82))","v":""},{"$f":"+AC82","v":776.81874901691549},{"$f":"T82-AI82","v":81.652210814584578},{"$f":"IF(D82=\"MAR\",IF(AB82+S82+AC82=0,\"Infinito\",(I82+U82+Z82)/(AB82+S82+AC82)),IF(D82=\"C\",IF(AB82+S82+AC82=0,\"Infinito\",(I82+U82+Z82)/(AB82+S82)),IF(AB82+S82+AC82=0,\"Infinito\",(I82+U82+Z82)/(AB82+S82+AC82))))","v":1.0982929517056998},{"$f":"IF(AK82<1.4,\"1\", IF(AK82<3,\"2\", IF(AK82<9,\"3\", \"4\")))","v":"1"},{"$f":"IF(AK82<1.4,\"ROJO\", IF(AK82<3,\"AMARILLO\", IF(AK82<9,\"VERDE\", \"AZUL\")))","v":"ROJO"},{"$f":"IF(AK82<1.4,\"Déficit\", IF(AK82<3,\"Equilibrio\", IF(AK82<9,\"Disponibilidad\", \"Abundante\")))","v":"Déficit"},null,{"$f":"SUM(AG82:AH82)","v":81.652210814584578}]
[null,null,null,null,null,null,null,null,null,null,null,null,null,null,null,null,null,null,null,null,{"$f":"IF(U84=0,\"\",U84/(SUM($U84:$Z84)))","v":1},"","","","","",1]
[3,"C","C","I",null,null,null,{"$f":"C11","v":6327.598},null,{"$f":"J11","v":0},{"$f":"I11","v":4.173486813000002},{"$f":"SUM(H84:K84)","v":6331.7714868129997},{"$f":"H11","v":8.8705756499999993},{"$f":"L11","v":0},{"$f":"K11","v":0},{"$f":"SUM(M84:O84)","v":8.8705756499999993},{"$f":"+P84","v":8.8705756499999993},null,{"$f":"M11","v":0},{"$f":"L84-Q84-S84","v":6322.9009111629994},{"$f":"K84+H84","v":6331.7714868129997},null,null,null,null,{"$f":"J84","v":0},6331.7714868129997,{"$f":"+Q84","v":8.8705756499999993},{"$f":"(AB96+AC96)*V95","v":4840.0089074013886},{"$f":"(AB84+AC84)*U83","v":4848.8794830513889},{"$f":"IF(Z84>0,(AB84+AC84)*Z83,\"\")","v":""},{"$f":"+U84","v":6331.7714868129997},1482.8920037616108,{"$f":"IF(Z84=0,\"\",IF(Z84-AE84<0,0,Z84-AE84))","v":""},{"$f":"+AC84","v":4840.0089074013886},{"$f":"T84-AI84","v":1482.8920037616108},{"$f":"IF(D84=\"MAR\",IF(AB84+S84+AC84=0,\"Infinito\",(I84+U84+Z84)/(AB84+S84+AC84)),IF(D84=\"C\",IF(AB84+S84+AC84=0,\"Infinito\",(I84+U84+Z84)/(AB84+S84)),IF(AB84+S84+AC84=0,\"Infinito\",(I84+U84+Z84)/(AB84+S84+AC84))))","v":1.3058215839236389},{"$f":"IF(AK84<1.4,\"1\", IF(AK84<3,\"2\", IF(AK84<9,\"3\", \"4\")))","v":"1"},{"$f":"IF(AK84<1.4,\"ROJO\", IF(AK84<3,\"AMARILLO\", IF(AK84<9,\"VERDE\", \"AZUL\")))","v":"ROJO"},{"$f":"IF(AK84<1.4,\"Déficit\", IF(AK84<3,\"Equilibrio\", IF(AK84<9,\"Disponibilidad\", \"Abundante\")))","v":"Déficit"},null,{"$f":"SUM(AG84:AH84)","v":1482.8920037616108}]
[null,null,null,null,null,null,null,null,null,null,null,null,null,null,null,null,null,null,null,null,{"$f":"IF(U86=0,\"\",U86/(SUM($U86:$Z86)))","v":1},"","","","","",1]
[4,"D","D","K",null,null,null,{"$f":"C12","v":3807.848},null,{"$f":"J12","v":0},{"$f":"I12","v":2.522684926000001},{"$f":"SUM(H86:K86)","v":3810.3706849259997},{"$f":"H12","v":10.107443160000001},{"$f":"L12","v":0},{"$f":"K12","v":0},{"$f":"SUM(M86:O86)","v":10.107443160000001},{"$f":"+P86","v":10.107443160000001},null,{"$f":"M12","v":0},{"$f":"L86-Q86-S86","v":3800.2632417659997},{"$f":"K86+H86","v":3810.3706849259997},null,null,null,null,{"$f":"J86","v":0},3810.3706849259997,{"$f":"+Q86","v":10.107443160000001},{"$f":"(AB100+AC100)*V99","v":2839.0650417282163},{"$f":"(AB86+AC86)*U85","v":2849.1724848882163},{"$f":"IF(Z86>0,(AB86+AC86)*Z85,\"\")","v":""},{"$f":"+U86","v":3810.3706849259997},961.19820003778341,{"$f":"IF(Z86=0,\"\",IF(Z86-AE86<0,0,Z86-AE86))","v":""},{"$f":"+AC86","v":2839.0650417282163},{"$f":"T86-AI86","v":961.19820003778341},{"$f":"IF(D86=\"MAR\",IF(AB86+S86+AC86=0,\"Infinito\",(I86+U86+Z86)/(AB86+S86+AC86)),IF(D86=\"C\",IF(AB86+S86+AC86=0,\"Infinito\",(I86+U86+Z86)/(AB86+S86)),IF(AB86+S86+AC86=0,\"Infinito\",(I86+U86+Z86)/(AB86+S86+AC86))))","v":1.3373604810294575},{"$f":"IF(AK86<1.4,\"1\", IF(AK86<3,\"2\", IF(AK86<9,\"3\", \"4\")))","v":"1"},{"$f":"IF(AK86<1.4,\"ROJO\", IF(AK86<3,\"AMARILLO\", IF(AK86<9,\"VERDE\", \"AZUL\")))","v":"ROJO"},{"$f":"IF(AK86<1.4,\"Déficit\", IF(AK86<3,\"Equilibrio\", IF(AK86<9,\"Disponibilidad\", \"Abundante\")))","v":"Déficit"},null,{"$f":"SUM(AG86:AH86)","v":961.19820003778341}]
[null,null,null,null,null,null,null,null,null,null,null,null,null,null,null,null,null,null,null,null,{"$f":"IF(U88=0,\"\",U88/(SUM($U88:$Z88)))","v":1},"","","","","",1]
[5,"E","E","J",null,null,null,{"$f":"C13","v":6121.7960000000003},null,{"$f":"J13","v":0},{"$f":"I13","v":4.5500335330000024},{"$f":"SUM(H88:K88)","v":6126.3460335330001},{"$f":"H13","v":11.329614209999999},{"$f":"L13","v":0},{"$f":"K13","v":0},{"$f":"SUM(M88:O88)","v":11.329614209999999},{"$f":"+P88","v":11.329614209999999},null,{"$f":"M13","v":0},{"$f":"L88-Q88-S88","v":6115.0164193230003},{"$f":"K88+H88","v":6126.3460335330001},null,null,null,null,{"$f":"J88","v":0},6126.3460335330001,{"$f":"+Q88","v":11.329614209999999},{"$f":"(AB98+AC98)*V97","v":4562.1765481123548},{"$f":"(AB88+AC88)*U87","v":4573.5061623223546},{"$f":"IF(Z88>0,(AB88+AC88)*Z87,\"\")","v":""},{"$f":"+U88","v":6126.3460335330001},1552.8398712106455,{"$f":"IF(Z88=0,\"\",IF(Z88-AE88<0,0,Z88-AE88))","v":""},{"$f":"+AC88","v":4562.1765481123548},{"$f":"T88-AI88","v":1552.8398712106455},{"$f":"IF(D88=\"MAR\",IF(AB88+S88+AC88=0,\"Infinito\",(I88+U88+Z88)/(AB88+S88+AC88)),IF(D88=\"C\",IF(AB88+S88+AC88=0,\"Infinito\",(I88+U88+Z88)/(AB88+S88)),IF(AB88+S88+AC88=0,\"Infinito\",(I88+U88+Z88)/(AB88+S88+AC88))))","v":1.3395294148728418},{"$f":"IF(AK88<1.4,\"1\", IF(AK88<3,\"2\", IF(AK88<9,\"3\", \"4\")))","v":"1"},{"$f":"IF(AK88<1.4,\"ROJO\", IF(AK88<3,\"AMARILLO\", IF(AK88<9,\"VERDE\", \"AZUL\")))","v":"ROJO"},{"$f":"IF(AK88<1.4,\"Déficit\", IF(AK88<3,\"Equilibrio\", IF(AK88<9,\"Disponibilidad\", \"Abundante\")))","v":"Déficit"},null,{"$f":"SUM(AG88:AH88)","v":1552.8398712106455}]
[null,null,null,null,null,null,null,null,null,null,null,null,null,null,null,null,null,null,null,null,{"$f":"IF(U90=0,\"\",U90/(SUM($U90:$Z90)))","v":0.81931416596986217},5.9740200812901899E-2,0.12094563321723584,"","","",0.99999999999999989]
[6,"F","F","K",null,null,null,{"$f":"C14","v":4786.7780000000002},{"$f":"T80+T82","v":1282.5063397634301},{"$f":"J14","v":0},{"$f":"I14","v":1028.7061952860001},{"$f":"SUM(H90:K90)","v":7097.9905350494309},{"$f":"H14","v":1033.62681133},{"$f":"L14","v":101.851},{"$f":"K14","v":3271.3538787917601},{"$f":"SUM(M90:O90)","v":4406.8316901217604},{"$f":"+P90","v":4406.8316901217604},null,{"$f":"M14","v":21.975000000000001},{"$f":"L90-Q90-S90","v":2669.1838449276706},{"$f":"K90+H90","v":5815.4841952860006},{"$f":"T80","v":424.03537993192998},{"$f":"T82","v":858.47095983150007},null,null,{"$f":"J90","v":0},7097.9905350494309,{"$f":"+Q90","v":4406.8316901217604},{"$f":"(AB100+AC100)*W99","v":1994.0688478617956},{"$f":"(AB90+AC90+S90)*U89","v":5262.3529145312277},{"$f":"IF(Z90>0,(AB90+AC90)*Z89,\"\")","v":""},{"$f":"+U90","v":5815.4841952860006},553.13128075477289,{"$f":"IF(Z90=0,\"\",IF(Z90-AE90<0,0,Z90-AE90))","v":""},{"$f":"+AC90","v":1994.0688478617956},{"$f":"T90-AI90","v":675.11499706587506},{"$f":"IF(D90=\"MAR\",IF(AB90+S90+AC90=0,\"Infinito\",(I90+U90+Z90)/(AB90+S90+AC90)),IF(D90=\"C\",IF(AB90+S90+AC90=0,\"Infinito\",(I90+U90+Z90)/(AB90+S90)),IF(AB90+S90+AC90=0,\"Infinito\",(I90+U90+Z90)/(AB90+S90+AC90))))","v":1.1051110196785512},{"$f":"IF(AK90<1.4,\"1\", IF(AK90<3,\"2\", IF(AK90<9,\"3\", \"4\")))","v":"1"},{"$f":"IF(AK90<1.4,\"ROJO\", IF(AK90<3,\"AMARILLO\", IF(AK90<9,\"VERDE\", \"AZUL\")))","v":"ROJO"},{"$f":"IF(AK90<1.4,\"Déficit\", IF(AK90<3,\"Equilibrio\", IF(AK90<9,\"Disponibilidad\", \"Abundante\")))","v":"Déficit"},null,{"$f":"SUM(AG90:AH90)","v":553.13128075477289}]
[null,null,null,null,null,null,null,null,null,null,null,null,null,null,null,null,null,null,null,null,{"$f":"IF(U92=0,\"\",U92/(SUM($U92:$Z92)))","v":0.88046788762384554},"","","","",0.11953211237615445,1]
[7,"G","G","K",null,null,null,{"$f":"C15","v":8808.1299999999992},null,{"$f":"J15","v":3271.3538787900002},{"$f":"I15","v":15288.5079834755},{"$f":"SUM(H92:K92)","v":27367.991862265499},{"$f":"H15","v":15534.831610740001},{"$f":"L15","v":336.4},{"$f":"K15","v":0},{"$f":"SUM(M92:O92)","v":15871.23161074},{"$f":"+P92","v":15871.23161074},null,{"$f":"M15","v":27.146999999999998},{"$f":"L92-Q92-S92","v":11469.613251525498},{"$f":"K92+H92","v":24096.637983475499},null,null,null,null,{"$f":"J92","v":3271.3538787900002},{"$f":"SUM(U92:Z92)","v":27367.991862265499},{"$f":"+Q92","v":15871.23161074},{"$f":"(AB100+AC100)*X99","v":8568.6111600565273},{"$f":"(AB92+AC92+S92)*U91","v":21542.398800007457},{"$f":"IF(Z92>0,(AB92+AC92+S92)*Z91,\"\")","v":2924.5909707890719},{"$f":"+U92","v":24096.637983475499},2554.239183468042,{"$f":"IF(Z92=0,\"\",IF(Z92-AE92<0,0,Z92-AE92))","v":346.76290800092829},{"$f":"+AC92","v":8568.6111600565273},{"$f":"T92-AI92","v":2901.0020914689703},{"$f":"IF(D92=\"MAR\",IF(AB92+S92+AC92=0,\"Infinito\",(I92+U92+Z92)/(AB92+S92+AC92)),IF(D92=\"C\",IF(AB92+S92+AC92=0,\"Infinito\",(I92+U92+Z92)/(AB92+S92)),IF(AB92+S92+AC92=0,\"Infinito\",(I92+U92+Z92)/(AB92+S92+AC92))))","v":1.118568001975117},{"$f":"IF(AK92<1.4,\"1\", IF(AK92<3,\"2\", IF(AK92<9,\"3\", \"4\")))","v":"1"},{"$f":"IF(AK92<1.4,\"ROJO\", IF(AK92<3,\"AMARILLO\", IF(AK92<9,\"VERDE\", \"AZUL\")))","v":"ROJO"},{"$f":"IF(AK92<1.4,\"Déficit\", IF(AK92<3,\"Equilibrio\", IF(AK92<9,\"Disponibilidad\", \"Abundante\")))","v":"Déficit"},null,{"$f":"SUM(AG92:AH92)","v":2901.0020914689703}]
[null,null,null,null,null,null,null,null,null,null,null,null,null,null,null,null,null,null,null,null,{"$f":"IF(U94=0,\"\",U94/(SUM($U94:$Z94)))","v":1},"","","","","",1]
[8,"H","H","L",null,null,null,{"$f":"C16","v":2664.1590000000001},null,{"$f":"J16","v":0},{"$f":"I16","v":1358.0322626706002},{"$f":"SUM(H94:K94)","v":4022.1912626706003},{"$f":"H16","v":1523.7690829200001},{"$f":"L16","v":0},{"$f":"K16","v":186.80134000000001},{"$f":"SUM(M94:O94)","v":1710.5704229200001},{"$f":"+P94","v":1710.5704229200001},null,{"$f":"M16","v":0},{"$f":"L94-Q94-S94","v":2311.6208397506002},{"$f":"K94+H94","v":4022.1912626706003},null,null,null,null,{"$f":"J94","v":0},4022.1912626706003,{"$f":"+Q94","v":1710.5704229200001},{"$f":"(AB102+AC102)*V101","v":1723.212382211686},{"$f":"(AB94+AC94+S94)*U93","v":3433.782805131686},{"$f":"IF(Z94>0,(AB94+AC94)*Z93,\"\")","v":""},{"$f":"+U94","v":4022.1912626706003},588.40845753891426,{"$f":"IF(Z94=0,\"\",IF(Z94-AE94<0,0,Z94-AE94))","v":""},{"$f":"+AC94","v":1723.212382211686},{"$f":"T94-AI94","v":588.40845753891426},{"$f":"IF(D94=\"MAR\",IF(AB94+S94+AC94=0,\"Infinito\",(I94+U94+Z94)/(AB94+S94+AC94)),IF(D94=\"C\",IF(AB94+S94+AC94=0,\"Infinito\",(I94+U94+Z94)/(AB94+S94)),IF(AB94+S94+AC94=0,\"Infinito\",(I94+U94+Z94)/(AB94+S94+AC94))))","v":1.1713586708686279},{"$f":"IF(AK94<1.4,\"1\", IF(AK94<3,\"2\", IF(AK94<9,\"3\", \"4\")))","v":"1"},{"$f":"IF(AK94<1.4,\"ROJO\", IF(AK94<3,\"AMARILLO\", IF(AK94<9,\"VERDE\", \"AZUL\")))","v":"ROJO"},{"$f":"IF(AK94<1.4,\"Déficit\", IF(AK94<3,\"Equilibrio\", IF(AK94<9,\"Disponibilidad\", \"Abundante\")))","v":"Déficit"},null,{"$f":"SUM(AG94:AH94)","v":588.40845753891426}]
[null,null,null,null,null,null,null,null,null,null,null,null,null,null,null,null,null,null,null,null,{"$f":"IF(U96=0,\"\",U96/(SUM($U96:$Z96)))","v":0.31886397258085125},0.6811360274191488,"","","","",1]
[9,"I","I","L",null,null,null,{"$f":"C17","v":2345.8629999999998},{"$f":"T84","v":6322.9009111629994},{"$f":"J17","v":0},{"$f":"I17","v":614.1115448905},{"$f":"SUM(H96:K96)","v":9282.8754560534999},{"$f":"H17","v":663.21301675999996},{"$f":"L17","v":66.763000000000005},{"$f":"K17","v":0},{"$f":"SUM(M96:O96)","v":729.97601675999999},{"$f":"+P96","v":729.97601675999999},null,{"$f":"M17","v":0},{"$f":"L96-Q96-S96","v":8552.8994392935001},{"$f":"K96+H96","v":2959.9745448904996},{"$f":"T84","v":6322.9009111629994},null,null,null,{"$f":"J96","v":0},9282.8754560534981,{"$f":"+Q96","v":729.97601675999999},{"$f":"(AB102+AC102)*W101","v":6375.8130071158512},{"$f":"(AB96+AC96+S96)*U95","v":2265.7801164744633},{"$f":"IF(Z96>0,(AB96+AC96)*Z95,\"\")","v":""},{"$f":"+U96","v":2959.9745448904996},694.19442841603632,{"$f":"IF(Z96=0,\"\",IF(Z96-AE96<0,0,Z96-AE96))","v":""},{"$f":"+AC96","v":6375.8130071158512},{"$f":"T96-AI96","v":2177.0864321776489},{"$f":"IF(D96=\"MAR\",IF(AB96+S96+AC96=0,\"Infinito\",(I96+U96+Z96)/(AB96+S96+AC96)),IF(D96=\"C\",IF(AB96+S96+AC96=0,\"Infinito\",(I96+U96+Z96)/(AB96+S96)),IF(AB96+S96+AC96=0,\"Infinito\",(I96+U96+Z96)/(AB96+S96+AC96))))","v":1.3063820815482299},{"$f":"IF(AK96<1.4,\"1\", IF(AK96<3,\"2\", IF(AK96<9,\"3\", \"4\")))","v":"1"},{"$f":"IF(AK96<1.4,\"ROJO\", IF(AK96<3,\"AMARILLO\", IF(AK96<9,\"VERDE\", \"AZUL\")))","v":"ROJO"},{"$f":"IF(AK96<1.4,\"Déficit\", IF(AK96<3,\"Equilibrio\", IF(AK96<9,\"Disponibilidad\", \"Abundante\")))","v":"Déficit"},null,{"$f":"SUM(AG96:AH96)","v":694.19442841603632}]
[null,null,null,null,null,null,null,null,null,null,null,null,null,null,null,null,null,null,null,null,{"$f":"IF(U98=0,\"\",U98/(SUM($U98:$Z98)))","v":7.1085039075948264E-2},0.92891496092405179,"","","","",1]
[10,"J","J","L",null,null,null,{"$f":"C18","v":460.79500000000002},{"$f":"T88","v":6115.0164193230003},{"$f":"J18","v":0},{"$f":"I18","v":7.1554576879999994},{"$f":"SUM(H98:K98)","v":6582.9668770110002},{"$f":"H18","v":15.643363879999999},{"$f":"L18","v":0},{"$f":"K18","v":0},{"$f":"SUM(M98:O98)","v":15.643363879999999},{"$f":"+P98","v":15.643363879999999},null,{"$f":"M18","v":0},{"$f":"L98-Q98-S98","v":6567.3235131310003},{"$f":"K98+H98","v":467.95045768800003},{"$f":"T88","v":6115.0164193230003},null,null,null,{"$f":"J98","v":0},6582.9668770110002,{"$f":"+Q98","v":15.643363879999999},{"$f":"(AB102+AC102)*X101","v":4895.6528688494882},{"$f":"(AB98+AC98+S98)*U97","v":349.11968461713315},{"$f":"IF(Z98>0,(AB98+AC98)*Z97,\"\")","v":""},{"$f":"+U98","v":467.95045768800003},{"$f":"IF(D98=\"MAR\",IF((AF98-AC98)<0,0,AF98-AC98),IF(D98=\"Cerrada\",IF((AF98-AC98)<0,0,AF98-AC98),IF((AF98-AD98)<0,0,AF98-AD98)))","v":118.83077307086688},{"$f":"IF(Z98=0,\"\",IF(Z98-AE98<0,0,Z98-AE98))","v":""},{"$f":"+AC98","v":4895.6528688494882},{"$f":"T98-AI98","v":1671.6706442815121},{"$f":"IF(D98=\"MAR\",IF(AB98+S98+AC98=0,\"Infinito\",(I98+U98+Z98)/(AB98+S98+AC98)),IF(D98=\"C\",IF(AB98+S98+AC98=0,\"Infinito\",(I98+U98+Z98)/(AB98+S98)),IF(AB98+S98+AC98=0,\"Infinito\",(I98+U98+Z98)/(AB98+S98+AC98))))","v":1.3403725951493806},{"$f":"IF(AK98<1.4,\"1\", IF(AK98<3,\"2\", IF(AK98<9,\"3\", \"4\")))","v":"1"},{"$f":"IF(AK98<1.4,\"ROJO\", IF(AK98<3,\"AMARILLO\", IF(AK98<9,\"VERDE\", \"AZUL\")))","v":"ROJO"},{"$f":"IF(AK98<1.4,\"Déficit\", IF(AK98<3,\"Equilibrio\", IF(AK98<9,\"Disponibilidad\", \"Abundante\")))","v":"Déficit"},null,{"$f":"SUM(AG98:AH98)","v":118.83077307086688}]
[null,null,null,null,null,null,null,null,null,null,null,null,null,null,null,null,null,null,null,null,{"$f":"IF(U100=0,\"\",U100/(SUM($U100:$Z100)))","v":6.983887679314639E-2},0.19704806488173562,0.13840028387406483,0.59471277445105308,"","",1]
[11,"K","K","L",null,null,null,{"$f":"C19","v":1293.694},{"$f":"T86+T90+T92","v":17939.060338219169},{"$f":"J19","v":0},{"$f":"I19","v":53.216544300499997},{"$f":"SUM(H100:K100)","v":19285.970882519669},{"$f":"H19","v":122.31034389999999},{"$f":"L19","v":0},{"$f":"K19","v":0},{"$f":"SUM(M100:O100)","v":122.31034389999999},{"$f":"+P100","v":122.31034389999999},null,{"$f":"M19","v":0},{"$f":"L100-Q100-S100","v":19163.660538619668},{"$f":"K100+H100","v":1346.9105443004999},{"$f":"T86","v":3800.2632417659997},{"$f":"T90","v":2669.1838449276706},{"$f":"T92","v":11469.613251525498},null,{"$f":"J100","v":0},19285.970882519669,{"$f":"+Q100","v":122.31034389999999},{"$f":"(AB102+AC102)*Y101","v":14285.672010213284},{"$f":"(AB100+AC100+S100)*U99","v":1006.2373044667449},{"$f":"IF(Z100>0,(AB100+AC100)*Z99,\"\")","v":""},{"$f":"+U100","v":1346.9105443004999},{"$f":"IF(D100=\"MAR\",IF((AF100-AC100)<0,0,AF100-AC100),IF(D100=\"Cerrada\",IF((AF100-AC100)<0,0,AF100-AC100),IF((AF100-AD100)<0,0,AF100-AD100)))","v":340.67323983375491},{"$f":"IF(Z100=0,\"\",IF(Z100-AE100<0,0,Z100-AE100))","v":""},{"$f":"+AC100","v":14285.672010213284},{"$f":"T100-AI100","v":4877.9885284063839},{"$f":"IF(D100=\"MAR\",IF(AB100+S100+AC100=0,\"Infinito\",(I100+U100+Z100)/(AB100+S100+AC100)),IF(D100=\"C\",IF(AB100+S100+AC100=0,\"Infinito\",(I100+U100+Z100)/(AB100+S100)),IF(AB100+S100+AC100=0,\"Infinito\",(I100+U100+Z100)/(AB100+S100+AC100))))","v":1.3385615284997752},{"$f":"IF(AK100<1.4,\"1\", IF(AK100<3,\"2\", IF(AK100<9,\"3\", \"4\")))","v":"1"},{"$f":"IF(AK100<1.4,\"ROJO\", IF(AK100<3,\"AMARILLO\", IF(AK100<9,\"VERDE\", \"AZUL\")))","v":"ROJO"},{"$f":"IF(AK100<1.4,\"Déficit\", IF(AK100<3,\"Equilibrio\", IF(AK100<9,\"Disponibilidad\", \"Abundante\")))","v":"Déficit"},null,{"$f":"SUM(AG100:AH100)","v":340.67323983375491}]
[null,null,null,null,null,null,null,null,null,null,null,null,null,null,null,null,null,null,null,null,{"$f":"IF(U102=0,\"\",U102/(SUM($U102:$Z102)))","v":0.10191632483185588},5.6440968055106518E-2,0.2088291971289655,0.1603490028460583,0.46790353057893053,4.5609765590833651E-3,{"$f":"SUM(U101:Z101)","v":1}]
[12,"L","L","MAR",null,null,null,{"$f":"C20","v":4064.73},{"$f":"T94+T96+T98+T100","v":36595.504330794764},{"$f":"J20","v":186.80134000000001},{"$f":"I20","v":109.39933389250002},{"$f":"SUM(H102:K102)","v":40956.435004687264},{"$f":"H20","v":492.93463386000002},{"$f":"L20","v":211.679},{"$f":"K20","v":0},{"$f":"SUM(M102:O102)","v":704.61363386000005},{"$f":"+P102","v":704.61363386000005},null,{"$f":"M20","v":0},{"$f":"L102-Q102-S102","v":40251.821370827267},{"$f":"K102+H102","v":4174.1293338924997},{"$f":"T94","v":2311.6208397506002},{"$f":"T96","v":8552.8994392935001},{"$f":"T98","v":6567.3235131310003},{"$f":"T100","v":19163.660538619668},{"$f":"J102","v":186.80134000000001},40956.435004687264,{"$f":"+Q102","v":704.61363386000005},29826.62,{"$f":"(AB102+AC102+S102)*U101","v":3111.6311245457591},{"$f":"IF(Z102>0,(AB102+AC102)*Z101,\"\")","v":139.2522409239331},{"$f":"+U102","v":4174.1293338924997},{"$f":"AF102-AD102","v":1062.4982093467406},{"$f":"IF(Z102=0,\"\",IF(Z102-AE102<0,0,Z102-AE102))","v":47.549099076066909},{"$f":"+AC102","v":29826.62},{"$f":"T102-AI102","v":10425.201370827268},{"$f":"IF(D102=\"MAR\",IF(AB102+S102+AC102=0,\"Infinito\",(I102+U102+Z102)/(AB102+S102+AC102)),IF(D102=\"C\",IF(AB102+S102+AC102=0,\"Infinito\",(I102+U102+Z102)/(AB102+S102)),IF(AB102+S102+AC102=0,\"Infinito\",(I102+U102+Z102)/(AB102+S102+AC102))))","v":1.3414602074665407},{"$f":"IF(AK102<1.4,\"1\", IF(AK102<3,\"2\", IF(AK102<9,\"3\", \"4\")))","v":"1"},{"$f":"IF(AK102<1.4,\"ROJO\", IF(AK102<3,\"AMARILLO\", IF(AK102<9,\"VERDE\", \"AZUL\")))","v":"ROJO"},{"$f":"IF(AK102<1.4,\"Déficit\", IF(AK102<3,\"Equilibrio\", IF(AK102<9,\"Disponibilidad\", \"Abundante\")))","v":"Déficit"},null,{"$f":"SUM(AG102:AH102)","v":1110.0473084228074}]
[]
[null,null,null,null,null,null,null,null,null,null,null,null,null,null,null,null,null,null,null,null,null,null,null,null,null,null,null,null,null,null,null,null,{"$f":"SUM(AG79:AG102)+141.68+1.05","v":10164.170288691437}]
[null,null,null,null,null,null,null,null,null,null,null,null,null,null,null,null,null,null,null,null,null,null,null,null,null,null,null,null,null,null,"Comprobación  ","SDxx =",{"$f":"SUM(AG80:AH102)","v":10425.201370827266},"Mm3"]
[null,null,null,null,null,null,null,null,null,null,null,null,null,null,null,null,null,null,null,null,null,null,null,null,null,null,null,null,null,null,null,"Ab =",{"$f":"T102","v":40251.821370827267},"Mm3"]
[]
[]
["No LINEA","CUENCA O REGION","CONEXION",null,null,null,null,"OFERTA  POTENCIAL",null,null,null,null,"DEMANDA CONSUNTIVA",null,null,null,null,null,null,null,"OFERTA REAL",null,null,null,null,null,null,"EXTRACC Y VOLS RESERV PARA A ABAJO",null,null,null,"POR CUENCA PROPIA",null,null,"A LA SAL. DEL C PRINCIPAL",null,"DISPONIBILIDAD RELATIVA"]
[null,"HIDROLOGICA","DE ","HACIA",null,null,null,"Cp","Cp A Arriba","Im","R","TOTAL","Uc","Ev","Ex","TOTAL","TOTAL ACUM.",null,"Dv","Ab","Cp","Ar1","Ar2","Ar3","Ar4","Im","TOTAL","Uc","Re1","Re2","RImp","RESERVADO","DISPONIBLE","DImp","RESERVADO","DISPONIBLE","INDICE","CLAVE","COLOR"]
["Cuenca del río Papaloapan"]
[null,null,null,null,null,null,null,null,null,null,null,null,null,null,null,null,null,null,null,null,{"$f":"IF(U113=0,\"\",U113/(SUM($U113:$Z113)))","v":1},"","","","","",{"$f":"SUM(U112:Z112)","v":1}]
[1,"A","A","C",null,null,null,{"$f":"C23","v":588.91200000000003},null,{"$f":"J23","v":0},{"$f":"I23","v":107.5950613151},{"$f":"SUM(H113:K113)","v":696.50706131510003},{"$f":"H23","v":178.34718036000001},{"$f":"L23","v":0},{"$f":"K23","v":0},{"$f":"SUM(M113:O113)","v":178.34718036000001},{"$f":"+P113","v":178.34718036000001},null,{"$f":"$M$23","v":0},{"$f":"L113-Q113-S113","v":518.15988095509999},{"$f":"K113+H113","v":696.50706131510003},null,null,null,null,{"$f":"J113","v":0},696.50706131510003,{"$f":"+Q113","v":178.34718036000001},{"$f":"(AB117+AC117)*W116","v":380.65664183337412},{"$f":"(AB113+AC113+S113)*U112","v":559.00382219337416},{"$f":"IF(Z113>0,(AB113+AC113)*Z112,\"\")","v":""},{"$f":"+U113","v":696.50706131510003},{"$f":"IF(D113=\"MAR\",IF((AF113-AC113)<0,0,AF113-AC113),IF(D113=\"Cerrada\",IF((AF113-AC113)<0,0,AF113-AC113),IF((AF113-AD113)<0,0,AF113-AD113)))","v":137.50323912172587},{"$f":"IF(Z113=0,\"\",IF(Z113-AE113<0,0,Z113-AE113))","v":""},{"$f":"+AC113","v":380.65664183337412},{"$f":"T113-AI113","v":137.50323912172587},{"$f":"IF(D113=\"MAR\",IF(AB113+S113+AC113=0,\"Infinito\",(I113+U113+Z113)/(AB113+S113)),IF(D113=\"C\",IF(AB113+S113+AC113=0,\"Infinito\",(I113+U113+Z113)/(AB113+AC113+S113)),IF(AB113+S113+AC113=0,\"Infinito\",(I113+U113+Z113)/(AB113+S113+AC113))))","v":1.2459790678750671},{"$f":"IF(AK113<1.4,\"1\", IF(AK113<3,\"2\", IF(AK113<9,\"3\", \"4\")))","v":"1"},{"$f":"IF(AK113<1.4,\"ROJO\", IF(AK113<3,\"AMARILLO\", IF(AK113<9,\"VERDE\", \"AZUL\")))","v":"ROJO"},{"$f":"IF(AK113<1.4,\"Déficit\", IF(AK113<3,\"Equilibrio\", IF(AK113<9,\"Disponibilidad\", \"Abundante\")))","v":"Déficit"},null,{"$f":"SUM(AG113:AH113)","v":137.50323912172587}]
[null,null,null,null,null,null,null,null,null,null,null,null,null,null,null,null,null,null,null,null,{"$f":"IF(U115=0,\"\",U115/(SUM($U115:$Z115)))","v":1},"","","","","",1]
[2,"B","B","C",null,null,null,{"$f":"C24","v":1458.107},null,{"$f":"J24","v":0},{"$f":"I24","v":158.66140902379999},{"$f":"SUM(H115:K115)","v":1616.7684090237999},{"$f":"H24","v":396.15427743999987},{"$f":"L24","v":0},{"$f":"K24","v":0},{"$f":"SUM(M115:O115)","v":396.15427743999987},{"$f":"+P115","v":396.15427743999987},null,{"$f":"M24","v":0},{"$f":"L115-Q115-S115","v":1220.6141315837999},{"$f":"K115+H115","v":1616.7684090237999},null,null,null,null,{"$f":"J115","v":0},1616.7684090237999,{"$f":"+Q115","v":396.15427743999987},{"$f":"(AB117+AC117)*V116","v":896.70175824228158},{"$f":"(AB115+AC115+S115)*U114","v":1292.8560356822813},{"$f":"IF(Z115>0,(AB115+AC115)*Z114,\"\")","v":""},{"$f":"+U115","v":1616.7684090237999},{"$f":"IF(D115=\"MAR\",IF((AF115-AC115)<0,0,AF115-AC115),IF(D115=\"Cerrada\",IF((AF115-AC115)<0,0,AF115-AC115),IF((AF115-AD115)<0,0,AF115-AD115)))","v":323.91237334151856},{"$f":"IF(Z115=0,\"\",IF(Z115-AE115<0,0,Z115-AE115))","v":""},{"$f":"+AC115","v":896.70175824228158},{"$f":"T115-AI115","v":323.91237334151833},{"$f":"IF(D115=\"MAR\",IF(AB115+S115+AC115=0,\"Infinito\",(I115+U115+Z115)/(AB115+S115)),IF(D115=\"C\",IF(AB115+S115+AC115=0,\"Infinito\",(I115+U115+Z115)/(AB115+AC115+S115)),IF(AB115+S115+AC115=0,\"Infinito\",(I115+U115+Z115)/(AB115+S115+AC115))))","v":1.2505401718379106},{"$f":"IF(AK115<1.4,\"1\", IF(AK115<3,\"2\", IF(AK115<9,\"3\", \"4\")))","v":"1"},{"$f":"IF(AK115<1.4,\"ROJO\", IF(AK115<3,\"AMARILLO\", IF(AK115<9,\"VERDE\", \"AZUL\")))","v":"ROJO"},{"$f":"IF(AK115<1.4,\"Déficit\", IF(AK115<3,\"Equilibrio\", IF(AK115<9,\"Disponibilidad\", \"Abundante\")))","v":"Déficit"},null,{"$f":"SUM(AG115:AH115)","v":323.91237334151856}]
[null,null,null,null,null,null,null,null,null,null,null,null,null,null,null,null,null,null,null,null,{"$f":"IF(U117=0,\"\",U117/(SUM($U117:$Z117)))","v":0.23292532595070059},0.53848411603383384,0.22859055801546546,"","","",0.99999999999999989]
[3,"C","C","MAR",null,null,null,{"$f":"C25","v":125.729},{"$f":"T113+T115","v":1738.7740125389},{"$f":"J25","v":0},{"$f":"I25","v":402.25675852759997},{"$f":"SUM(H117:K117)","v":2266.7597710665},{"$f":"H25","v":415.23344244000003},{"$f":"L25","v":0},{"$f":"K25","v":0},{"$f":"SUM(M117:O117)","v":415.23344244000003},{"$f":"+P117","v":415.23344244000003},null,{"$f":"M25","v":0},{"$f":"L117-Q117-S117","v":1851.5263286264999},{"$f":"K117+H117","v":527.98575852759996},{"$f":"T115","v":1220.6141315837999},{"$f":"T113","v":518.15988095509999},null,null,{"$f":"J117","v":0},2266.7597710665,{"$f":"+Q117","v":415.23344244000003},1250,{"$f":"(AB117+AC117+S117)*U116","v":387.87504236434421},{"$f":"IF(Z117>0,(AB117)*Z116,\"\")","v":""},{"$f":"+U117","v":527.98575852759996},{"$f":"AF117-AD117","v":140.11071616325574},{"$f":"IF(Z117=0,\"\",IF(Z117-AE117<0,0,Z117-AE117))","v":""},{"$f":"AC117","v":1250},{"$f":"T117-AI117","v":601.52632862649989},{"$f":"IF(D117=\"MAR\",IF(AB117+S117+AC117=0,\"Infinito\",(I117+U117+Z117)/(AB117+S117)),IF(D117=\"C\",IF(AB117+S117+AC117=0,\"Infinito\",(I117+U117+Z117)/(AB117+AC117+S117)),IF(AB117+S117+AC117=0,\"Infinito\",(I117+U117+Z117)/(AB117+S117+AC117))))","v":5.4590009844740282},{"$f":"IF(AK117<1.4,\"1\", IF(AK117<3,\"2\", IF(AK117<9,\"3\", \"4\")))","v":"3"},{"$f":"IF(AK117<1.4,\"ROJO\", IF(AK117<3,\"AMARILLO\", IF(AK117<9,\"VERDE\", \"AZUL\")))","v":"VERDE"},{"$f":"IF(AK117<1.4,\"Déficit\", IF(AK117<3,\"Equilibrio\", IF(AK117<9,\"Disponibilidad\", \"Abundante\")))","v":"Disponibilidad"},null,{"$f":"SUM(AG117:AH117)","v":140.11071616325574}]
[]
[null,null,null,null,null,null,null,null,null,null,null,null,null,null,null,null,null,null,null,null,null,null,null,null,null,null,null,null,29826.62,null,null,null,{"$f":"SUM(AG112:AG117)+141.68+1.05","v":744.25632862650014}]
[null,null,null,null,null,null,null,null,null,null,null,null,null,null,null,null,null,null,null,null,null,null,null,null,null,null,null,null,null,null,"Comprobación  ","SDxx =",{"$f":"SUM(AG113:AH117)","v":601.52632862650012},"Mm3"]
[null,null,null,null,null,null,null,null,null,null,null,null,null,null,null,null,null,null,null,null,null,null,null,null,null,null,null,null,null,null,null,"Ab =",{"$f":"T117","v":1851.5263286264999},"Mm3"]
[]
[]
[]
[]
[]
[]
[]
[]
[]
[]
[]
[]
[null,null,null,null,null,null,null,null,null,null,null,null,null,null,null,null,null,null,null,null,null,null,null,null,null,null,null,null,1250]

{"sheet":"RH-29","index":28,"n_rows":353,"n_cols":66,"rows_kept":353,"cut":false,"hidden":false,"merged":[[348,37,352,37],[1,1,1,14],[2,1,2,14],[3,1,3,14],[4,1,4,14],[5,0,5,16]]}
[]
[null,"GERENCIA DE AGUAS SUPERFICIALES E INGENIERÍA DE RÍOS"]
[null,"REGION HIDROLOGICA No 29"]
[null,"COATZACOALCOS"]
[]
[]
[]
["Cuenca","Nombre","Cp","Ar","Uc (a)","Uc (b)","Uc (c)","Uc","R","Im","Ex","Ev ","Δv","Ab","Rxy","Ab - Rxy","D",null,"ECUACIONES"]
[1,"Zanapa",286.815,{"$f":"$I$143","v":0},2.8295139999999996,0,0,{"$f":"E9+F9+G9","v":2.8295139999999996},0.75147665000000008,0,0,0,0,{"$f":"$T$143","v":284.73696264999995},{"$f":"$BE$143","v":1.9783976971708952},{"$f":"N9-O9","v":282.75856495282903},{"$f":"$BF$143","v":282.75856495282903}]
[2,"Tancochapa Alto",947.35,{"$f":"$I$145","v":0},0.82500016000000009,0,0,{"$f":"E10+F10+G10","v":0.82500016000000009},0.55520664000000008,0,0,0,0,{"$f":"$T$145","v":947.08020648000013},{"$f":"$BE$145","v":0.54997120932356103},946.5302352706766,{"$f":"$BF$145","v":946.5302352706766},null,"Ab = Cp + Ar + R + Im - (Uc(a) + Uc(b) + Uc(c) + Ev + Ex )"]
[3,"Poza Crispin",893.95100000000002,{"$f":"$I$147","v":0},0.25487312000000001,0,0,0.25487312000000001,0.19115484000000002,0,0,0,0,{"$f":"$T$147","v":893.88728172000003},{"$f":"$BE$147","v":0.51908198055755761},893.3681997394425,{"$f":"$BF$147","v":893.3681997394425},null,"D = Ab - Rxy"]
[4,"Coacajapa",570.57000000000005,{"$f":"$I$149","v":284.73696264999995},5.4914079999999998,0,0,5.4914079999999998,2.1730074500000001,0,0,0,0,{"$f":"$T$149","v":851.98856210000008},{"$f":"$BE$149","v":0.46649919416107477},851.52206290583899,{"$f":"$BF$149","v":851.52206290583899}]
[5,"Tancochapa Bajo",260.40600000000001,{"$f":"$I$151","v":1840.9674882000002},6.9722000000000006E-2,0,0,6.9722000000000006E-2,5.5165260000000001E-2,0,0,0,0,{"$f":"$T$151","v":2101.3589314600003},{"$f":"$BE$151","v":1.1505814652640949},2100.2083499947362,{"$f":"$BF$151","v":2100.2083499947362},null,"SIMBOLOGIA"]
[6,"Tonalá",1130.692,{"$f":"$I$153","v":2953.3474935600007},2.2366859999999997,0,0,2.2366859999999997,0.92123705,0,0,0,0,{"$f":"$T$153","v":4082.7240446100004},{"$f":"$BE$153","v":0},4082.7240446100004,{"$f":"$BF$153","v":4082.7240446100004}]
[7,"Santa Anita",481.37200000000001,{"$f":"$I$155","v":0},7.3825127199999994,0,0,7.3825127199999994,2.6721109439999999,0,0,0,0,{"$f":"$T$155","v":476.66159822399999},{"$f":"$BE$155","v":0},476.66159822399999,{"$f":"$BF$155","v":476.66159822399999}]
[8,"Laguna del Carmen",898.61199999999997,{"$f":"$I$157","v":0},19.89978039,0,0,19.89978039,17.281449527499998,0,0,0,0,{"$f":"$T$157","v":895.99366913749986},{"$f":"$BE$157","v":0},895.99366913749986,{"$f":"$BF$157","v":895.99366913749986},null,"Cp.- Volumen medio anual de escurrimiento natural "]
[9,"Laguna Machona",542.39700000000005,{"$f":"$I$159","v":0},3.0003444500000001,0,0,3.0003444500000001,2.3825824500000001,0,0,0,0,{"$f":"$T$159","v":541.77923800000008},{"$f":"$BE$159","v":0},541.77923800000008,{"$f":"$BF$159","v":541.77923800000008},null,"Ar.- Volumen medio anual de escurrimiento desde la cuenca aguas arriba"]
[10,"Alto Río Coatzacoalcos",14622.828,{"$f":"I72","v":0},8.8199102199999988,6.9214949999999997E-2,5.2364199999999999,14.125545169999999,6.0748236415000019,0,0,0,0,{"$f":"$T$72","v":14614.7772784715},{"$f":"$BE72","v":8388.627825732905},{"$f":"N18-O18","v":6226.1494527385948},{"$f":"BF72","v":6226.1494527385948},null,"Uc (a).- Volumen anual de extracción de agua superficial mediante títulos inscritos actualmente en el REPDA"]
[11,"Bajo Río Coatzacoalcos",1766.1189999999999,{"$f":"I74","v":14614.7772784715},14.10033247,0,5.3529999999999998,19.453332469999999,7.6456390585000005,0,0,0,0,{"$f":"$T74","v":16369.088585060001},{"$f":"$BE74","v":9387.2845283316983},6981.8040567283024,{"$f":"BF74","v":6981.8040567283024},null,"Uc (b).- Volumen anual de extracción de agua superficial de títulos en proceso de inscripción en el REPDA"]
[12,"Alto Río Uxpanapa:",9031.7330000000002,{"$f":"I76","v":0},1.0364922999999999,0,0,1.0364922999999999,0.77649882900000022,0,0,0,0,{"$f":"$T76","v":9031.4730065290005},{"$f":"$BE76","v":5205.5999387080747},3825.8730678209258,{"$f":"BF76","v":3825.8730678209258},null,"Uc (c).- Volumen anual correspondiente a las reservas y las zonas reglamentadas"]
[13,"Bajo Río Uxpanapa",1840.63,{"$f":"I78","v":9031.4730065290005},40.180982210000003,0,0.11600000000000001,40.296982210000003,22.212366445499995,0,33.981164249999999,0,0,{"$f":"$T78","v":10820.0372265145},{"$f":"$BE78","v":6205.0350283482358},4615.002198166264,{"$f":"BF78","v":4615.002198166264},null,"R.- Volumen anual de retornos"]
[14,"Río Huazuntlán",1210.7819999999999,{"$f":"I80","v":27189.1258115745},145.18470181000001,20.613371000000001,19.931798799999999,185.72987161,92.387306917500013,{"$f":"K21","v":33.981164249999999},{"$f":"11826000/1000000","v":11.826000000000001},0,0,{"$f":"$T80","v":28328.720411131999},{"$f":"$BE80","v":16161.58780388486},12167.132607247138,{"$f":"BF80","v":12167.132607247138},null,"Im.- Volumen anual de importaciones"]
[15,"Llanuras del Coatzacoalcos",238.99799999999999,{"$f":"I82","v":28328.720411131999},18.841620989999999,0,3.1190000000000002,21.960620989999999,12.755887378500001,{"$f":"K22","v":11.826000000000001},0,0,0,{"$f":"$T82","v":28570.339677520496},{"$f":"$BE82","v":16290},12280.339677520496,{"$f":"BF82","v":12280.339677520496},null,"Ex.- Volumen anual de exportaciones"]
[null,"Totales",{"$f":"SUM(C9:C23)","v":34723.254999999997},null,{"$f":"SUM(E9:E23)","v":270.15388084},{"$f":"SUM(F9:F23)","v":20.68258595},33.756218799999999,324.59268559000003,{"$f":"SUM(I9:I23)","v":168.83591308200002},{"$f":"SUM(J9:J23)","v":45.80716425},45.80716425,0,0,null,null,{"$f":"SUM(P18:P23)","v":46096.301060221718},{"$f":"Q14+Q15+Q16+Q17+Q23","v":18277.498227491997},null,"Ev.- Volumen medio anual de evaporación en embalses"]
["Valores  en millones de metros cúbicos",null,null,null,null,null,null,null,null,null,null,null,null,null,null,null,null,null,"Av.- Volumen medio anual de variación de almacenamiento en embalses"]
[null,null,null,null,null,null,null,null,null,null,null,null,null,null,null,null,null,null,"Ab.- Volumen medio anual de escurrimiento de la cuenca hacia aguas abajo "]
[null,null,null,null,null,null,null,null,null,null,null,null,null,null,null,null,null,null,"Rxy.- Volumen anual actual comprometido aguas abajo y volumenes decretados para reservas medio ambiente"]
[null,null,null,null,null,null,null,null,null,null,null,null,null,null,null,null,null,null,"D.- Disponibilidad media anual de agua superficial en la cuenca hidrológica "]
[]
[]
[]
[]
[]
[]
[]
[]
[]
[]
[]
[]
[]
[]
[]
[]
[]
[]
[]
[]
[]
[]
[]
[]
[]
[]
[]
[]
[]
[]
[]
[]
[]
[]
[]
[]
[]
[]
[]
["No LINEA","CUENCA O REGION","CONEXION",null,null,null,null,"OFERTA  POTENCIAL",null,null,null,null,"DEMANDA CONSUNTIVA",null,null,null,null,null,null,null,"OFERTA REAL",null,null,null,null,null,null,null,null,null,null,null,null,null,"EXTRACC Y VOLS RESERV PARA A ABAJO",null,null,null,null,null,null,null,null,null,null,null,null,null,null,null,null,null,null,"POR CUENCA PROPIA",null,null,"A LA SAL. DEL C PRINCIPAL",null,"DISPONIBILIDAD RELATIVA",null,null,null,"OFERTA - DEMANDA"]
[null,"HIDROLOGICA","DE ","HACIA",null,null,null,"Cp","Cp A Arriba","Im","R","TOTAL","Uc","Ev","Ex","TOTAL","TOTAL ACUM.","Dv","Ab","Ab","Cp","Ar1","Ar2","Ar3","Ar4","Ar5","Ar6","Ar7","Ar8","Ar9","Ar10","Ar11","Im","TOTAL","Uc","Re1","Re2","RImp","TOTAL","para Cp","para Ar1","para Ar2","para Ar3","para Ar4","para Ar5","para Ar6","para Ar7","para Ar8","para Ar9","para Ar10","para Ar11","para Im","TOTAL","RESERVADO","DISPONIBLE","DImp","RESERVADO","DISPONIBLE","INDICE","CLAVE","COLOR",null,"OFERTA","DEMANDA","Indice","Disponibilidad Hídrica"]
["Cuenca Río Coatzacoalcos"]
[null,null,null,null,null,null,null,null,null,null,null,null,null,null,null,null,null,null,null,null,{"$f":"IF(U72=0,\"\",U72/(SUM($U72:$AG72)))","v":1},"","","","","","","","","","","","",{"$f":"SUM(U71:AG71)","v":1},null,null,null,null,null,{"$f":"IF(U71=0,\"\",U71)","v":1},{"$f":"IF(V71=0,\"\",V71)","v":""},{"$f":"IF(W71=0,\"\",W71)","v":""},{"$f":"IF(X71=0,\"\",X71)","v":""},{"$f":"IF(Y71=0,\"\",Y71)","v":""},"","","","","","",{"$f":"IF(AF71=0,\"\",AF71)","v":""},{"$f":"IF(AG71=0,\"\",AG71)","v":""},{"$f":"SUM(AN71:AZ71)","v":1}]
["A",{"$f":"A72","v":"A"},null,"B",null,null,null,{"$f":"C18","v":14622.828},null,{"$f":"J18","v":0},{"$f":"I18","v":6.0748236415000019},{"$f":"SUM(H72:K72)","v":14628.9028236415},{"$f":"H18","v":14.125545169999999},{"$f":"L18","v":0},{"$f":"K18","v":0},{"$f":"SUM(M72:O72)","v":14.125545169999999},{"$f":"+P72","v":14.125545169999999},{"$f":"M18","v":0},{"$f":"L72-Q72-R72","v":14614.7772784715},{"$f":"IF(S72<0,0,S72)","v":14614.7772784715},{"$f":"K72+H72","v":14628.9028236415},null,null,null,null,null,null,null,null,null,null,null,{"$f":"J72","v":0},{"$f":"SUM(U72:AG72)","v":14628.9028236415},{"$f":"+Q72","v":14.125545169999999},{"$f":"(AI74+R74+AJ74)*V73","v":8388.627825732905},{"$f":"(AI72+R72+AJ72)*U71","v":8402.7533709029049},{"$f":"IF(AG72>0,(AI72+R72+AJ72)*AG71,\"\")","v":""},{"$f":"SUM(AI72:AK72)","v":16805.50674180581},{"$f":"IF(AN71=\"\",\"\",$AM72*AN71)","v":16805.50674180581},"","","","","","","","","","","","",16805.50674180581,{"$f":"+U72","v":14628.9028236415},{"$f":"IF(D72=\"MAR\",IF((BB72-AJ72)<0,0,BB72-AJ72),IF(D72=\"Cerrada\",IF((BB72-AJ72)<0,0,BB72-AJ72),IF((BB72-AK72)<0,0,BB72-AK72)))","v":6226.1494527385948},{"$f":"IF(AG72=0,\"\",IF(AG72-AL72<0,0,AG72-AL72))","v":""},{"$f":"IF(D72=\"MAR\",0,IF(D72=\"Cerrada\",0,AJ72))","v":8388.627825732905},{"$f":"IF(T72-BE72<0,0,T72-BE72)","v":6226.1494527385948},{"$f":"IF(D72=\"MAR\",IF(AI72+R72+AJ72=0,\"Infinito\",(I72+U72+AG72)/(AI72+R72)),IF(D72=\"Cerrada\",IF(AI72+R72+AJ72=0,\"Infinito\",(I72+U72+AG72)/(AI72+R72)),IF(AI72+R72+AJ72=0,\"Infinito\",(I72+U72+AG72)/(AI72+R72+AJ72))))","v":1.7409653928792597},{"$f":"IF(BG72<1.4,\"1\", IF(BG72<3,\"2\", IF(BG72<9,\"3\", \"4\")))","v":"2"},{"$f":"IF(BG72<1.4,\"ROJO\", IF(BG72<3,\"AMARILLO\", IF(BG72<9,\"VERDE\", \"AZUL\")))","v":"AMARILLO"},{"$f":"IF(BG72<1.4,\"Déficit\", IF(BG72<3,\"Equilibrio\", IF(BG72<9,\"Disponibilidad\", \"Abundante\")))","v":"Equilibrio"},{"$f":"I72+U72+AG72","v":14628.9028236415},{"$f":"IF(D72=\"MAR\",AI72+R72,IF(D72=\"Cerrada\",AI72+R72,AI72+R72+AJ72))","v":8402.7533709029049},{"$f":"IF(BK72=0,0,IF(BL72=0,\"Infinito\",BK72/BL72))","v":1.7409653928792597},{"$f":"SUM(BC72:BD72)","v":6226.1494527385948}]
[null,null,null,null,null,null,null,null,null,null,null,null,null,null,null,null,null,null,null,null,{"$f":"IF(U74=0,\"\",U74/(SUM($U74:$AG74)))","v":0.10823199818412112},0.89176800181587879,"","","","","","","","","","","",0.99999999999999989,null,null,null,null,null,{"$f":"IF(U73=0,\"\",U73)","v":0.10823199818412112},0.89176800181587879,"","","","","","","","","","","",0.99999999999999989]
["B",{"$f":"A74","v":"B"},"A","E",null,null,null,{"$f":"C19","v":1766.1189999999999},{"$f":"T72","v":14614.7772784715},{"$f":"J19","v":0},{"$f":"I19","v":7.6456390585000005},{"$f":"SUM(H74:K74)","v":16388.541917530001},{"$f":"H19","v":19.453332469999999},{"$f":"L19","v":0},{"$f":"K19","v":0},{"$f":"SUM(M74:O74)","v":19.453332469999999},{"$f":"+P74","v":19.453332469999999},{"$f":"M19","v":0},{"$f":"L74-Q74-R74","v":16369.088585060001},{"$f":"IF(S74<0,0,S74)","v":16369.088585060001},{"$f":"K74+H74","v":1773.7646390584998},{"$f":"T72","v":14614.7772784715},null,null,null,null,null,null,null,null,null,null,{"$f":"J74","v":0},16388.541917530001,{"$f":"+Q74","v":19.453332469999999},{"$f":"(AI80+R80+AJ80)*V79","v":9387.2845283316983},{"$f":"(AI74+R74+AJ74)*U73","v":1018.1100350687929},{"$f":"IF(AG74>0,(AI74+R74+AJ74)*AG73,\"\")","v":""},{"$f":"SUM(AI74:AK74)","v":10424.847895870491},{"$f":"IF(AN73=\"\",\"\",$AM74*AN73)","v":1128.3021185355938},9296.5457773348953,"","","","","","","","","","","",10424.847895870489,{"$f":"+U74","v":1773.7646390584998},{"$f":"IF(D74=\"MAR\",IF((BB74-AJ74)<0,0,BB74-AJ74),IF(D74=\"Cerrada\",IF((BB74-AJ74)<0,0,BB74-AJ74),IF((BB74-AK74)<0,0,BB74-AK74)))","v":755.65460398970697},{"$f":"IF(AG74=0,\"\",IF(AG74-AL74<0,0,AG74-AL74))","v":""},{"$f":"IF(D74=\"MAR\",0,IF(D74=\"Cerrada\",0,AJ74))","v":9387.2845283316983},{"$f":"IF(T74-BE74<0,0,T74-BE74)","v":6981.8040567283024},{"$f":"IF(D74=\"MAR\",IF(AI74+R74+AJ74=0,\"Infinito\",(I74+U74+AG74)/(AI74+R74)),IF(D74=\"Cerrada\",IF(AI74+R74+AJ74=0,\"Infinito\",(I74+U74+AG74)/(AI74+R74)),IF(AI74+R74+AJ74=0,\"Infinito\",(I74+U74+AG74)/(AI74+R74+AJ74))))","v":1.7422130987429547},{"$f":"IF(BG74<1.4,\"1\", IF(BG74<3,\"2\", IF(BG74<9,\"3\", \"4\")))","v":"2"},{"$f":"IF(BG74<1.4,\"ROJO\", IF(BG74<3,\"AMARILLO\", IF(BG74<9,\"VERDE\", \"AZUL\")))","v":"AMARILLO"},{"$f":"IF(BG74<1.4,\"Déficit\", IF(BG74<3,\"Equilibrio\", IF(BG74<9,\"Disponibilidad\", \"Abundante\")))","v":"Equilibrio"},{"$f":"I74+U74+AG74","v":16388.541917530001},{"$f":"IF(D74=\"MAR\",AI74+R74,IF(D74=\"Cerrada\",AI74+R74,AI74+R74+AJ74))","v":9406.7378608016988},{"$f":"IF(BK74=0,0,IF(BL74=0,\"Infinito\",BK74/BL74))","v":1.7422130987429547},{"$f":"SUM(BC74:BD74)","v":755.65460398970697}]
[null,null,null,null,null,null,null,null,null,null,null,null,null,null,null,null,null,null,null,null,{"$f":"IF(U76=0,\"\",U76/(SUM($U76:$AG76)))","v":1},"","","","","","","","","","","","",1,null,null,null,null,null,{"$f":"IF(U75=0,\"\",U75)","v":1},"","","","","","","","","","","","",1]
["C",{"$f":"A76","v":"C"},null,"D",null,null,null,{"$f":"C20","v":9031.7330000000002},null,{"$f":"J20","v":0},{"$f":"I20","v":0.77649882900000022},{"$f":"SUM(H76:K76)","v":9032.5094988290002},{"$f":"H20","v":1.0364922999999999},{"$f":"L20","v":0},{"$f":"K20","v":0},1.0364922999999999,{"$f":"+P76","v":1.0364922999999999},{"$f":"M20","v":0},{"$f":"L76-Q76-R76","v":9031.4730065290005},{"$f":"IF(S76<0,0,S76)","v":9031.4730065290005},{"$f":"K76+H76","v":9032.5094988290002},null,null,null,null,null,null,null,null,null,null,null,{"$f":"J76","v":0},9032.5094988290002,{"$f":"+Q76","v":1.0364922999999999},{"$f":"(AI78+R78+AJ78)*V77","v":5205.5999387080747},{"$f":"(AI76+R76+AJ76)*U75","v":5206.6364310080744},{"$f":"IF(AG76>0,(AI76+R76+AJ76)*AG75,\"\")","v":""},{"$f":"SUM(AI76:AK76)","v":10413.272862016149},{"$f":"IF(AN75=\"\",\"\",$AM76*AN75)","v":10413.272862016149},"","","","","","","","","","","","",10413.272862016149,{"$f":"+U76","v":9032.5094988290002},{"$f":"IF(D76=\"MAR\",IF((BB76-AJ76)<0,0,BB76-AJ76),IF(D76=\"Cerrada\",IF((BB76-AJ76)<0,0,BB76-AJ76),IF((BB76-AK76)<0,0,BB76-AK76)))","v":3825.8730678209258},{"$f":"IF(AG76=0,\"\",IF(AG76-AL76<0,0,AG76-AL76))","v":""},{"$f":"IF(D76=\"MAR\",0,IF(D76=\"Cerrada\",0,AJ76))","v":5205.5999387080747},{"$f":"IF(T76-BE76<0,0,T76-BE76)","v":3825.8730678209258},{"$f":"IF(D76=\"MAR\",IF(AI76+R76+AJ76=0,\"Infinito\",(I76+U76+AG76)/(AI76+R76)),IF(D76=\"Cerrada\",IF(AI76+R76+AJ76=0,\"Infinito\",(I76+U76+AG76)/(AI76+R76)),IF(AI76+R76+AJ76=0,\"Infinito\",(I76+U76+AG76)/(AI76+R76+AJ76))))","v":1.7348070330081},{"$f":"IF(BG76<1.4,\"1\", IF(BG76<3,\"2\", IF(BG76<9,\"3\", \"4\")))","v":"2"},{"$f":"IF(BG76<1.4,\"ROJO\", IF(BG76<3,\"AMARILLO\", IF(BG76<9,\"VERDE\", \"AZUL\")))","v":"AMARILLO"},{"$f":"IF(BG76<1.4,\"Déficit\", IF(BG76<3,\"Equilibrio\", IF(BG76<9,\"Disponibilidad\", \"Abundante\")))","v":"Equilibrio"},{"$f":"I76+U76+AG76","v":9032.5094988290002},{"$f":"IF(D76=\"MAR\",AI76+R76,IF(D76=\"Cerrada\",AI76+R76,AI76+R76+AJ76))","v":5206.6364310080744},{"$f":"IF(BK76=0,0,IF(BL76=0,\"Infinito\",BK76/BL76))","v":1.7348070330081},3825.8730678209258]
[null,null,null,null,null,null,null,null,null,null,null,null,null,null,null,null,null,null,null,null,{"$f":"IF(U78=0,\"\",U78/(SUM($U78:$AG78)))","v":0.17099214614868302},0.82900785385131692,"","","","","","","","","","","",1,null,null,null,null,null,{"$f":"IF(U77=0,\"\",U77)","v":0.17099214614868302},0.82900785385131692,"","","","","","","","","","","",1]
["D",{"$f":"A78","v":"D"},"C","E",null,null,null,{"$f":"C21","v":1840.63},{"$f":"T76","v":9031.4730065290005},{"$f":"J21","v":0},{"$f":"I21","v":22.212366445499995},10894.315372974499,{"$f":"H21","v":40.296982210000003},{"$f":"L21","v":0},{"$f":"K21","v":33.981164249999999},74.278146460000002,74.278146460000002,{"$f":"L21","v":0},{"$f":"L78-Q78-R78","v":10820.0372265145},{"$f":"IF(S78<0,0,S78)","v":10820.0372265145},{"$f":"K78+H78","v":1862.8423664455001},{"$f":"T76","v":9031.4730065290005},null,null,null,null,null,null,null,null,null,null,{"$f":"J78","v":0},10894.315372974501,{"$f":"+Q78","v":74.278146460000002},{"$f":"(AI80+R80+AJ80)*W79","v":6205.0350283482358},{"$f":"(AI78+R78+AJ78)*U77","v":1073.7132361001607},{"$f":"IF(AG78>0,(AI78+R78+AJ78)*AG77,\"\")","v":""},{"$f":"SUM(AI78:AK78)","v":7353.0264109083964},{"$f":"IF(AN77=\"\",\"\",$AM78*AN77)","v":1257.3097666891747},6095.7166442192211,"","","","","","","","","","","",7353.0264109083955,{"$f":"+U78","v":1862.8423664455001},{"$f":"IF(D78=\"MAR\",IF((BB78-AJ78)<0,0,BB78-AJ78),IF(D78=\"Cerrada\",IF((BB78-AJ78)<0,0,BB78-AJ78),IF((BB78-AK78)<0,0,BB78-AK78)))","v":789.12913034533949},{"$f":"IF(AG78=0,\"\",IF(AG78-AL78<0,0,AG78-AL78))","v":""},{"$f":"IF(D78=\"MAR\",0,IF(D78=\"Cerrada\",0,AJ78))","v":6205.0350283482358},{"$f":"IF(T78-BE78<0,0,T78-BE78)","v":4615.002198166264},{"$f":"IF(D78=\"MAR\",IF(AI78+R78+AJ78=0,\"Infinito\",(I78+U78+AG78)/(AI78+R78)),IF(D78=\"Cerrada\",IF(AI78+R78+AJ78=0,\"Infinito\",(I78+U78+AG78)/(AI78+R78)),IF(AI78+R78+AJ78=0,\"Infinito\",(I78+U78+AG78)/(AI78+R78+AJ78))))","v":1.7349533411840383},{"$f":"IF(BG78<1.4,\"1\", IF(BG78<3,\"2\", IF(BG78<9,\"3\", \"4\")))","v":"2"},{"$f":"IF(BG78<1.4,\"ROJO\", IF(BG78<3,\"AMARILLO\", IF(BG78<9,\"VERDE\", \"AZUL\")))","v":"AMARILLO"},{"$f":"IF(BG78<1.4,\"Déficit\", IF(BG78<3,\"Equilibrio\", IF(BG78<9,\"Disponibilidad\", \"Abundante\")))","v":"Equilibrio"},{"$f":"IF(I78+U78+AG78<=0,0,I78+U78+AG78)","v":10894.315372974501},{"$f":"IF(D78=\"MAR\",AI78+R78,IF(D78=\"Cerrada\",AI78+R78,AI78+R78+AJ78))","v":6279.313174808236},{"$f":"IF(BK78=0,0,IF(BL78=0,\"Infinito\",BK78/BL78))","v":1.7349533411840383},789.12913034533949]
[null,null,null,null,null,null,null,null,null,null,null,null,null,null,null,null,null,null,null,null,{"$f":"IF(U80=0,\"\",U80/(SUM($U80:$AG80)))","v":4.568312015213493E-2},0.57382493329362694,0.37930072327948638,"","","","","","","","","",1.1912232747517113E-3,1,null,null,null,null,null,{"$f":"IF(U79=0,\"\",U79)","v":4.568312015213493E-2},0.57382493329362694,0.37930072327948638,"","","","","","","","","",1.1912232747517113E-3,1]
["E",{"$f":"A80","v":"E"},"B y D","F",null,null,null,{"$f":"C22","v":1210.7819999999999},{"$f":"T74+T78","v":27189.1258115745},{"$f":"J22","v":33.981164249999999},{"$f":"I22","v":92.387306917500013},28526.276282741997,{"$f":"H22","v":185.72987161},{"$f":"L22","v":0},{"$f":"K22","v":11.826000000000001},197.55587161,{"$f":"+P80","v":197.55587161},{"$f":"L22","v":0},{"$f":"L80-Q80-R80","v":28328.720411131999},{"$f":"IF(S80<0,0,S80)","v":28328.720411131999},{"$f":"K80+H80","v":1303.1693069174999},{"$f":"T74","v":16369.088585060001},{"$f":"T78","v":10820.0372265145},null,null,null,null,null,null,null,null,null,{"$f":"J80","v":33.981164249999999},28526.276282742001,{"$f":"+Q80","v":197.55587161},{"$f":"(AI82+R82+AJ82)*V81","v":16161.58780388486},{"$f":"(AI80+R80+AJ80)*U79","v":747.33672611367001},{"$f":"IF(AG80>0,(AI80+R80+AJ80)*AG79,\"\")","v":19.487392701256734},{"$f":"SUM(AI80:AK80)","v":17106.480401608533},{"$f":"IF(AN79=\"\",\"\",$AM80*AN79)","v":781.47739956682403},9816.1249753417524,6488.5003890964754,"","","","","","","","","",20.377637603480085,17106.480401608533,{"$f":"+U80","v":1303.1693069174999},{"$f":"IF(D80=\"MAR\",IF((BB80-AJ80)<0,0,BB80-AJ80),IF(D80=\"Cerrada\",IF((BB80-AJ80)<0,0,BB80-AJ80),IF((BB80-AK80)<0,0,BB80-AK80)))","v":555.83258080382984},{"$f":"IF(AG80=0,\"\",IF(AG80-AL80<0,0,AG80-AL80))","v":14.493771548743265},{"$f":"IF(D80=\"MAR\",0,IF(D80=\"Cerrada\",0,AJ80))","v":16161.58780388486},{"$f":"IF(T80-BE80<0,0,T80-BE80)","v":12167.132607247138},{"$f":"IF(D80=\"MAR\",IF(AI80+R80+AJ80=0,\"Infinito\",(I80+U80+AG80)/(AI80+R80)),IF(D80=\"Cerrada\",IF(AI80+R80+AJ80=0,\"Infinito\",(I80+U80+AG80)/(AI80+R80)),IF(AI80+R80+AJ80=0,\"Infinito\",(I80+U80+AG80)/(AI80+R80+AJ80))))","v":1.7437511919082211},{"$f":"IF(BG80<1.4,\"1\", IF(BG80<3,\"2\", IF(BG80<9,\"3\", \"4\")))","v":"2"},{"$f":"IF(BG80<1.4,\"ROJO\", IF(BG80<3,\"AMARILLO\", IF(BG80<9,\"VERDE\", \"AZUL\")))","v":"AMARILLO"},{"$f":"IF(BG80<1.4,\"Déficit\", IF(BG80<3,\"Equilibrio\", IF(BG80<9,\"Disponibilidad\", \"Abundante\")))","v":"Equilibrio"},{"$f":"IF(I80+U80+AG80<=0,0,I80+U80+AG80)","v":28526.276282742001},{"$f":"IF(D80=\"MAR\",AI80+R80,IF(D80=\"Cerrada\",AI80+R80,AI80+R80+AJ80))","v":16359.143675494861},{"$f":"IF(BK80=0,0,IF(BL80=0,\"Infinito\",BK80/BL80))","v":1.7437511919082211},570.32635235257305]
[null,null,null,null,null,null,null,null,null,null,null,null,null,null,null,null,null,null,null,null,{"$f":"IF(U82=0,\"\",U82/(SUM($U82:$AG82)))","v":8.8049539473959351E-3},0.99078143819746345,"","","","","","","","","","",4.1360785514049978E-4,0.99999999999999989,null,null,null,null,null,null,{"$f":"IF(V81=0,\"\",V81)","v":0.99078143819746345},"","","","","","","","","","",4.1360785514049978E-4]
["F",{"$f":"A82","v":"F"},"E","MAR",null,null,null,{"$f":"C23","v":238.99799999999999},{"$f":"T80","v":28328.720411131999},{"$f":"J23","v":11.826000000000001},{"$f":"I23","v":12.755887378500001},28592.300298510498,{"$f":"H23","v":21.960620989999999},{"$f":"L23","v":0},{"$f":"K23","v":0},21.960620989999999,21.960620989999999,{"$f":"L23","v":0},{"$f":"L82-Q82-R82","v":28570.339677520496},{"$f":"IF(S82<0,0,S82)","v":28570.339677520496},{"$f":"K82+H82","v":251.7538873785},{"$f":"T80","v":28328.720411131999},null,null,null,null,null,null,null,null,null,null,{"$f":"J82","v":11.826000000000001},28592.300298510501,{"$f":"+Q82","v":21.960620989999999},16290,{"$f":"(AI82+R82+AJ82)*U81","v":143.62606205955294},{"$f":"IF(AG82>0,(AI82+R82+AJ82)*AG81,\"\")","v":6.7467550455839689},{"$f":"SUM(AI82:AK82)","v":16455.586683049551},{"$f":"IF(AN81=\"\",\"\",$AM82*AN81)","v":""},16303.889840214861,"","","","","","","","","","",6.8061599130546959,{"$f":"SUM(AN82:AZ82)","v":16310.696000127915},{"$f":"+U82","v":251.7538873785},{"$f":"BB82-AK82","v":108.12782531894706},{"$f":"IF(AG82=0,\"\",IF(AG82-AL82<0,0,AG82-AL82))","v":5.0792449544160316},{"$f":"AJ82","v":16290},{"$f":"IF(T82-BE82<0,0,T82-BE82)","v":12280.339677520496},{"$f":"IF(D82=\"MAR\",IF(AI82+R82+AJ82=0,\"Infinito\",(I82+U82+AG82)/(AI82+R82)),IF(D82=\"Cerrada\",IF(AI82+R82+AJ82=0,\"Infinito\",(I82+U82+AG82)/(AI82+R82)),IF(AI82+R82+AJ82=0,\"Infinito\",(I82+U82+AG82)/(AI82+R82+AJ82))))","v":1301.9805000746703},{"$f":"IF(BG82<1.4,\"1\", IF(BG82<3,\"2\", IF(BG82<9,\"3\", \"4\")))","v":"4"},{"$f":"IF(BG82<1.4,\"ROJO\", IF(BG82<3,\"AMARILLO\", IF(BG82<9,\"VERDE\", \"AZUL\")))","v":"AZUL"},{"$f":"IF(BG82<1.4,\"Déficit\", IF(BG82<3,\"Equilibrio\", IF(BG82<9,\"Disponibilidad\", \"Abundante\")))","v":"Abundante"},{"$f":"IF(I82+U82+AG82<=0,0,I82+U82+AG82)","v":28592.300298510501},{"$f":"IF(D82=\"MAR\",AI82+R82,IF(D82=\"Cerrada\",AI82+R82,AI82+R82+AJ82))","v":21.960620989999999},{"$f":"IF(BK82=0,0,IF(BL82=0,\"Infinito\",BK82/BL82))","v":1301.9805000746703},{"$f":"SUM(BC82:BD82)","v":113.20707027336309}]
[]
[null,null,null,null,null,null,null,null,null,null,null,null,null,null,null,null,null,null,null,null,null,null,null,null,null,null,null,null,null,null,null,null,null,null,null,null,null,"Comprobación  "]
[null,null,null,null,null,null,null,null,null,null,null,null,null,null,null,null,null,null,null,null,null,null,null,null,null,null,null,null,null,null,null,null,null,null,null,null,null,"SDxx   ",null,null,null,null,null,null,null,null,null,null,null,null,null,null,null,{"$f":"SUM(BC72:BD82)","v":12280.339677520504},"Mm3","AbF  = ",{"$f":"T82","v":28570.339677520496},"Mm3"]
[]
[]
[]
["No LINEA","CUENCA O REGION","CONEXION",null,null,null,null,"OFERTA  POTENCIAL",null,null,null,null,"DEMANDA CONSUNTIVA",null,null,null,null,null,null,null,"OFERTA REAL",null,null,null,null,null,null,null,null,null,null,null,null,null,"EXTRACC Y VOLS RESERV PARA A ABAJO",null,null,null,null,null,null,null,null,null,null,null,null,null,null,null,null,null,null,"POR CUENCA PROPIA",null,null,"A LA SAL. DEL C PRINCIPAL",null,"DISPONIBILIDAD RELATIVA",null,null,null,"OFERTA - DEMANDA"]
[null,"HIDROLOGICA","DE ","HACIA",null,null,null,"Cp","Cp A Arriba","Im","R","TOTAL","Uc","Ev","Ex","TOTAL","TOTAL ACUM.","Dv","Ab","Ab","Cp","Ar1","Ar2","Ar3","Ar4","Ar5","Ar6","Ar7","Ar8","Ar9","Ar10","Ar11","Im","TOTAL","Uc","Re1","Re2","RImp","TOTAL","para Cp","para Ar1","para Ar2","para Ar3","para Ar4","para Ar5","para Ar6","para Ar7","para Ar8","para Ar9","para Ar10","para Ar11","para Im","TOTAL","RESERVADO","DISPONIBLE","DImp","RESERVADO","DISPONIBLE","INDICE","CLAVE","COLOR",null,"OFERTA","DEMANDA","Indice"]
["Cuenca Río Bravo"]
[null,null,null,null,null,null,null,null,null,null,null,null,null,null,null,null,null,null,null,null,{"$f":"IF(U93=0,\"\",U93/(SUM($U93:$AG93)))","v":1},"","","","","","","","","","","","",{"$f":"SUM(U92:AG92)","v":1},null,null,null,null,null,{"$f":"IF(U92=0,\"\",U92)","v":1},{"$f":"IF(V92=0,\"\",V92)","v":""},{"$f":"IF(W92=0,\"\",W92)","v":""},{"$f":"IF(X92=0,\"\",X92)","v":""},{"$f":"IF(Y92=0,\"\",Y92)","v":""},"","","","","","",{"$f":"IF(AF92=0,\"\",AF92)","v":""},{"$f":"IF(AG92=0,\"\",AG92)","v":""},{"$f":"SUM(AN92:AZ92)","v":1}]
[1,{"$f":"A93","v":1},{"$f":"A93","v":1},3,null,null,null,397.36799999999999,null,0,0,{"$f":"SUM(H93:K93)","v":397.36799999999999},0,0,0,{"$f":"SUM(M93:O93)","v":0},{"$f":"+P93","v":0},0,{"$f":"L93-Q93-R93","v":397.36799999999999},{"$f":"IF(S93<0,0,S93)","v":397.36799999999999},{"$f":"K93+H93","v":397.36799999999999},null,null,null,null,null,null,null,null,null,null,null,{"$f":"J93","v":0},{"$f":"SUM(U93:AG93)","v":397.36799999999999},{"$f":"+Q93","v":0},{"$f":"(AI97+R97)*V96","v":98.652991923414518},{"$f":"(AI93+R93+AJ93)*U92","v":98.652991923414518},{"$f":"IF(AG93>0,(AI93+R93+AJ93)*AG92,\"\")","v":""},{"$f":"SUM(AI93:AK93)","v":197.30598384682904},{"$f":"IF(AN92=\"\",\"\",$AM93*AN92)","v":197.30598384682904},"","","","","","","","","","","","",197.30598384682904,{"$f":"+U93","v":397.36799999999999},{"$f":"IF(D93=\"MAR\",IF((BB93-AJ93)<0,0,BB93-AJ93),IF(D93=\"C\",IF((BB93-AJ93)<0,0,BB93-AJ93),IF((BB93-AK93)<0,0,BB93-AK93)))","v":298.71500807658549},{"$f":"IF(AG93=0,\"\",IF(AG93-AL93<0,0,AG93-AL93))","v":""},{"$f":"IF(D93=\"MAR\",0,IF(D93=\"C\",0,AJ93))","v":98.652991923414518},{"$f":"IF(T93-BE93<0,0,T93-BE93)","v":298.71500807658549},{"$f":"IF(D93=\"MAR\",IF(AI93+R93+AJ93=0,\"Infinito\",(I93+U93+AG93)/(AI93+R93+AJ93)),IF(D93=\"C\",IF(AI93+R93+AJ93=0,\"Infinito\",(I93+U93+AG93)/(AI93+R93)),IF(AI93+R93+AJ93=0,\"Infinito\",(I93+U93+AG93)/(AI93+R93+AJ93))))","v":4.0279366317494096},{"$f":"IF(BG93<1.4,\"1\", IF(BG93<3,\"2\", IF(BG93<9,\"3\", \"4\")))","v":"3"},{"$f":"IF(BG93<1.4,\"ROJO\", IF(BG93<3,\"AMARILLO\", IF(BG93<9,\"VERDE\", \"AZUL\")))","v":"VERDE"},{"$f":"IF(BG93<1.4,\"Déficit\", IF(BG93<3,\"Equilibrio\", IF(BG93<9,\"Disponibilidad\", \"Abundante\")))","v":"Disponibilidad"},{"$f":"I93+U93+AG93","v":397.36799999999999},{"$f":"IF(D93=\"MAR\",AI93+R93,IF(D93=\"C\",AI93+R93,AI93+R93+AJ93))","v":98.652991923414518},{"$f":"BK93/BL93","v":4.0279366317494096}]
[null,null,null,null,null,null,null,null,null,null,null,null,null,null,null,null,null,null,null,null,{"$f":"IF(U95=0,\"\",U95/(SUM($U95:$AG95)))","v":1},"","","","","","","","","","","","",1,null,null,null,null,null,{"$f":"IF(U94=0,\"\",U94)","v":1},"","","","","","","","","","","","",1]
[2,{"$f":"A95","v":2},{"$f":"A95","v":2},4,null,null,null,2552.6439999999998,null,0,0,{"$f":"SUM(H95:K95)","v":2552.6439999999998},0,0,0,{"$f":"SUM(M95:O95)","v":0},{"$f":"+P95","v":0},0,{"$f":"L95-Q95-R95","v":2552.6439999999998},{"$f":"IF(S95<0,0,S95)","v":2552.6439999999998},{"$f":"K95+H95","v":2552.6439999999998},null,null,null,null,null,null,null,null,null,null,null,{"$f":"J95","v":0},2552.6439999999998,{"$f":"+Q95","v":0},{"$f":"(AI99+R99)*V98","v":131.1364508171531},{"$f":"(AI95+R95+AJ95)*U94","v":131.1364508171531},{"$f":"IF(AG95>0,(AI95+R95+AJ95)*AG94,\"\")","v":""},{"$f":"SUM(AI95:AK95)","v":262.27290163430621},{"$f":"IF(AN94=\"\",\"\",$AM95*AN94)","v":262.27290163430621},"","","","","","","","","","","","",262.27290163430621,{"$f":"+U95","v":2552.6439999999998},{"$f":"IF(D95=\"MAR\",IF((BB95-AJ95)<0,0,BB95-AJ95),IF(D95=\"C\",IF((BB95-AJ95)<0,0,BB95-AJ95),IF((BB95-AK95)<0,0,BB95-AK95)))","v":2421.5075491828466},{"$f":"IF(AG95=0,\"\",IF(AG95-AL95<0,0,AG95-AL95))","v":""},{"$f":"IF(D95=\"MAR\",0,IF(D95=\"C\",0,AJ95))","v":131.1364508171531},{"$f":"IF(T95-BE95<0,0,T95-BE95)","v":2421.5075491828466},{"$f":"IF(D95=\"MAR\",IF(AI95+R95+AJ95=0,\"Infinito\",(I95+U95+AG95)/(AI95+R95)),IF(D95=\"C\",IF(AI95+R95+AJ95=0,\"Infinito\",(I95+U95+AG95)/(AI95+R95)),IF(AI95+R95+AJ95=0,\"Infinito\",(I95+U95+AG95)/(AI95+R95+AJ95))))","v":19.465556556500193},{"$f":"IF(BG95<1.4,\"1\", IF(BG95<3,\"2\", IF(BG95<9,\"3\", \"4\")))","v":"4"},{"$f":"IF(BG95<1.4,\"ROJO\", IF(BG95<3,\"AMARILLO\", IF(BG95<9,\"VERDE\", \"AZUL\")))","v":"AZUL"},{"$f":"IF(BG95<1.4,\"Déficit\", IF(BG95<3,\"Equilibrio\", IF(BG95<9,\"Disponibilidad\", \"Abundante\")))","v":"Abundante"},{"$f":"I95+U95+AG95","v":2552.6439999999998},{"$f":"IF(D95=\"MAR\",AI95+R95,IF(D95=\"C\",AI95+R95,AI95+R95+AJ95))","v":131.1364508171531},{"$f":"BK95/BL95","v":19.465556556500193}]
[null,null,null,null,null,null,null,null,null,null,null,null,null,null,null,null,null,null,null,null,{"$f":"IF(U97=0,\"\",U97/(SUM($U97:$AG97)))","v":0.5817856894777057},0.4182143105222943,"","","","","","","","","","","",1,null,null,null,null,null,{"$f":"IF(U96=0,\"\",U96)","v":0.5817856894777057},0.4182143105222943,"","","","","","","","","","","",1]
[3,{"$f":"A97","v":3},{"$f":"A97","v":3},"MAR",null,null,null,354.04899999999998,{"$f":"T93","v":397.36799999999999},0,198.73699999999999,950.15399999999988,235.89099999999999,0,0,235.89099999999999,235.89099999999999,0,{"$f":"L97-Q97-R97","v":714.26299999999992},{"$f":"IF(S97<0,0,S97)","v":714.26299999999992},{"$f":"K97+H97","v":552.78599999999994},{"$f":"T93","v":397.36799999999999},null,null,null,null,null,null,null,null,null,null,{"$f":"J97","v":0},950.154,{"$f":"+Q97","v":235.89099999999999},{"$f":"(AI97+R97)*U96","v":137.23800807658546},null,{"$f":"IF(AG97>0,(AI97+R97+AJ97)*AG96,\"\")","v":""},{"$f":"SUM(AI97:AK97)","v":373.12900807658548},{"$f":"IF(AN96=\"\",\"\",$AM97*AN96)","v":217.08111722796869},156.04789084861679,"","","","","","","","","","","",373.12900807658548,{"$f":"+U97","v":552.78599999999994},{"$f":"IF(D97=\"MAR\",IF((BB97-AJ97)<0,0,BB97-AJ97),IF(D97=\"C\",IF((BB97-AJ97)<0,0,BB97-AJ97),IF((BB97-AK97)<0,0,BB97-AK97)))","v":415.54799192341449},{"$f":"IF(AG97=0,\"\",IF(AG97-AL97<0,0,AG97-AL97))","v":""},{"$f":"IF(D97=\"MAR\",0,IF(D97=\"C\",0,AJ97))","v":0},{"$f":"IF(T97-BE97<0,0,T97-BE97)","v":714.26299999999992},{"$f":"IF(D97=\"MAR\",IF(AI97+R97+AJ97=0,\"Infinito\",(I97+U97+AG97)/(AI97+R97)),IF(D97=\"C\",IF(AI97+R97+AJ97=0,\"Infinito\",(I97+U97+AG97)/(AI97+R97)),IF(AI97+R97+AJ97=0,\"Infinito\",(I97+U97+AG97)/(AI97+R97+AJ97))))","v":4.0279366317494096},{"$f":"IF(BG97<1.4,\"1\", IF(BG97<3,\"2\", IF(BG97<9,\"3\", \"4\")))","v":"3"},{"$f":"IF(BG97<1.4,\"ROJO\", IF(BG97<3,\"AMARILLO\", IF(BG97<9,\"VERDE\", \"AZUL\")))","v":"VERDE"},{"$f":"IF(BG97<1.4,\"Déficit\", IF(BG97<3,\"Equilibrio\", IF(BG97<9,\"Disponibilidad\", \"Abundante\")))","v":"Disponibilidad"},{"$f":"I97+U97+AG97","v":950.154},{"$f":"AI97+R97","v":235.89099999999999},{"$f":"BK97/BL97","v":4.0279366317494096}]
[null,null,null,null,null,null,null,null,null,null,null,null,null,null,null,null,null,null,null,null,{"$f":"IF(U99=0,\"\",U99/(SUM($U99:$AG99)))","v":7.7075820497486833E-2},0.92292417950251326,"","","","","","","","","","","",1,null,null,null,null,null,{"$f":"IF(U98=0,\"\",U98)","v":7.7075820497486833E-2},0.92292417950251326,"","","","","","","","","","","",1]
[4,{"$f":"A99","v":4},{"$f":"A99","v":4},"MAR",null,null,null,184.27799999999999,{"$f":"T95","v":2552.6439999999998},0,28.9,2765.8219999999997,142.08799999999999,0,0,142.08799999999999,142.08799999999999,0,{"$f":"L99-Q99-R99","v":2623.7339999999995},{"$f":"IF(S99<0,0,S99)","v":2623.7339999999995},{"$f":"K99+H99","v":213.178},{"$f":"T95","v":2552.6439999999998},null,null,null,null,null,null,null,null,null,null,{"$f":"J99","v":0},2765.8219999999997,{"$f":"+Q99","v":142.08799999999999},{"$f":"(AI99+R99)*U98","v":10.951549182846909},null,{"$f":"IF(AG99>0,(AI99+R99+AJ99)*AG98,\"\")","v":""},{"$f":"SUM(AI99:AK99)","v":153.03954918284691},{"$f":"IF(AN98=\"\",\"\",$AM99*AN98)","v":11.795648821833415},141.24390036101352,"","","","","","","","","","","",153.03954918284694,{"$f":"+U99","v":213.178},{"$f":"IF(D99=\"MAR\",IF((BB99-AJ99)<0,0,BB99-AJ99),IF(D99=\"C\",IF((BB99-AJ99)<0,0,BB99-AJ99),IF((BB99-AK99)<0,0,BB99-AK99)))","v":202.22645081715308},{"$f":"IF(AG99=0,\"\",IF(AG99-AL99<0,0,AG99-AL99))","v":""},{"$f":"IF(D99=\"MAR\",0,IF(D99=\"C\",0,AJ99))","v":0},{"$f":"IF(T99-BE99<0,0,T99-BE99)","v":2623.7339999999995},{"$f":"IF(D99=\"MAR\",IF(AI99+R99+AJ99=0,\"Infinito\",(I99+U99+AG99)/(AI99+R99)),IF(D99=\"C\",IF(AI99+R99+AJ99=0,\"Infinito\",(I99+U99+AG99)/(AI99+R99)),IF(AI99+R99+AJ99=0,\"Infinito\",(I99+U99+AG99)/(AI99+R99+AJ99))))","v":19.465556556500196},{"$f":"IF(BG99<1.4,\"1\", IF(BG99<3,\"2\", IF(BG99<9,\"3\", \"4\")))","v":"4"},{"$f":"IF(BG99<1.4,\"ROJO\", IF(BG99<3,\"AMARILLO\", IF(BG99<9,\"VERDE\", \"AZUL\")))","v":"AZUL"},{"$f":"IF(BG99<1.4,\"Déficit\", IF(BG99<3,\"Equilibrio\", IF(BG99<9,\"Disponibilidad\", \"Abundante\")))","v":"Abundante"},{"$f":"IF(I99+U99+AG99<=0,0,I99+U99+AG99)","v":2765.8219999999997},{"$f":"IF(D99=\"MAR\",AI99+R99,IF(D99=\"C\",AI99+R99,AI99+R99+AJ99))","v":142.08799999999999},{"$f":"BK99/BL99","v":19.465556556500196}]
[null,null,null,null,null,null,null,null,null,null,null,null,null,null,null,null,null,null,null,null,{"$f":"IF(U101=0,\"\",U101/(SUM($U101:$AG101)))","v":1},"","","","","","","","","","","","",1,null,null,null,null,null,{"$f":"IF(U100=0,\"\",U100)","v":1},"","","","","","","","","","","","",1]
[5,{"$f":"A101","v":5},{"$f":"A101","v":5},"MAR",null,null,null,711.70500000000004,null,0,25.452999999999999,737.15800000000002,102.13200000000001,0,0,102.13200000000001,102.13200000000001,0,{"$f":"L101-Q101-R101","v":635.02600000000007},{"$f":"IF(S101<0,0,S101)","v":635.02600000000007},{"$f":"K101+H101","v":737.15800000000002},null,null,null,null,null,null,null,null,null,null,null,{"$f":"J101","v":0},737.15800000000002,{"$f":"+Q101","v":102.13200000000001},{"$f":"(AI101+R101)","v":102.13200000000001},null,{"$f":"IF(AG101>0,(AI101+R101+AJ101)*AG100,\"\")","v":""},{"$f":"SUM(AI101:AK101)","v":204.26400000000001},{"$f":"IF(AN100=\"\",\"\",$AM101*AN100)","v":204.26400000000001},"","","","","","","","","","","","",204.26400000000001,{"$f":"+U101","v":737.15800000000002},{"$f":"IF(D101=\"MAR\",IF((BB101-AJ101)<0,0,BB101-AJ101),IF(D101=\"C\",IF((BB101-AJ101)<0,0,BB101-AJ101),IF((BB101-AK101)<0,0,BB101-AK101)))","v":635.02600000000007},{"$f":"IF(AG101=0,\"\",IF(AG101-AL101<0,0,AG101-AL101))","v":""},{"$f":"IF(D101=\"MAR\",0,IF(D101=\"C\",0,AJ101))","v":0},{"$f":"IF(T101-BE101<0,0,T101-BE101)","v":635.02600000000007},{"$f":"IF(D101=\"MAR\",IF(AI101+R101+AJ101=0,\"Infinito\",(I101+U101+AG101)/(AI101+R101)),IF(D101=\"C\",IF(AI101+R101+AJ101=0,\"Infinito\",(I101+U101+AG101)/(AI101+R101)),IF(AI101+R101+AJ101=0,\"Infinito\",(I101+U101+AG101)/(AI101+R101+AJ101))))","v":7.217698664473426},{"$f":"IF(BG101<1.4,\"1\", IF(BG101<3,\"2\", IF(BG101<9,\"3\", \"4\")))","v":"3"},{"$f":"IF(BG101<1.4,\"ROJO\", IF(BG101<3,\"AMARILLO\", IF(BG101<9,\"VERDE\", \"AZUL\")))","v":"VERDE"},{"$f":"IF(BG101<1.4,\"Déficit\", IF(BG101<3,\"Equilibrio\", IF(BG101<9,\"Disponibilidad\", \"Abundante\")))","v":"Disponibilidad"},{"$f":"IF(I101+U101+AG101<=0,0,I101+U101+AG101)","v":737.15800000000002},{"$f":"IF(D101=\"MAR\",AI101+R101,IF(D101=\"C\",AI101+R101,AI101+R101+AJ101))","v":102.13200000000001},{"$f":"BK101/BL101","v":7.217698664473426}]
[null,null,null,null,null,null,null,null,null,null,null,null,null,null,null,null,null,null,null,null,{"$f":"IF(U103=0,\"\",U103/(SUM($U103:$AG103)))","v":1},"","","","","","","","","","","","",1,null,null,null,null,null,{"$f":"IF(U102=0,\"\",U102)","v":1},"","","","","","","","","","","","",1]
[6,{"$f":"A103","v":6},{"$f":"A103","v":6},"MAR",null,null,null,177.38300000000001,null,0,3.3210000000000002,180.70400000000001,16.463000000000001,0,0,16.463000000000001,16.463000000000001,0,{"$f":"L103-Q103-R103","v":164.24100000000001},{"$f":"IF(S103<0,0,S103)","v":164.24100000000001},{"$f":"K103+H103","v":180.70400000000001},null,null,null,null,null,null,null,null,null,null,null,{"$f":"J103","v":0},180.70400000000001,{"$f":"+Q103","v":16.463000000000001},{"$f":"(AI103+R103)","v":16.463000000000001},null,{"$f":"IF(AG103>0,(AI103+R103+AJ103)*AG102,\"\")","v":""},{"$f":"SUM(AI103:AK103)","v":32.926000000000002},{"$f":"IF(AN102=\"\",\"\",$AM103*AN102)","v":32.926000000000002},"","","","","","","","","","","","",32.926000000000002,{"$f":"+U103","v":180.70400000000001},{"$f":"IF(D103=\"MAR\",IF((BB103-AJ103)<0,0,BB103-AJ103),IF(D103=\"C\",IF((BB103-AJ103)<0,0,BB103-AJ103),IF((BB103-AK103)<0,0,BB103-AK103)))","v":164.24100000000001},{"$f":"IF(AG103=0,\"\",IF(AG103-AL103<0,0,AG103-AL103))","v":""},{"$f":"IF(D103=\"MAR\",0,IF(D103=\"C\",0,AJ103))","v":0},{"$f":"IF(T103-BE103<0,0,T103-BE103)","v":164.24100000000001},{"$f":"IF(D103=\"MAR\",IF(AI103+R103+AJ103=0,\"Infinito\",(I103+U103+AG103)/(AI103+R103)),IF(D103=\"C\",IF(AI103+R103+AJ103=0,\"Infinito\",(I103+U103+AG103)/(AI103+R103)),IF(AI103+R103+AJ103=0,\"Infinito\",(I103+U103+AG103)/(AI103+R103+AJ103))))","v":10.976371256757577},{"$f":"IF(BG103<1.4,\"1\", IF(BG103<3,\"2\", IF(BG103<9,\"3\", \"4\")))","v":"4"},{"$f":"IF(BG103<1.4,\"ROJO\", IF(BG103<3,\"AMARILLO\", IF(BG103<9,\"VERDE\", \"AZUL\")))","v":"AZUL"},{"$f":"IF(BG103<1.4,\"Déficit\", IF(BG103<3,\"Equilibrio\", IF(BG103<9,\"Disponibilidad\", \"Abundante\")))","v":"Abundante"},{"$f":"IF(I103+U103+AG103<=0,0,I103+U103+AG103)","v":180.70400000000001},{"$f":"IF(D103=\"MAR\",AI103+R103,IF(D103=\"C\",AI103+R103,AI103+R103+AJ103))","v":16.463000000000001},{"$f":"BK103/BL103","v":10.976371256757577}]
[null,null,null,null,null,null,null,null,null,null,null,null,null,null,null,null,null,null,null,null,{"$f":"IF(U105=0,\"\",U105/(SUM($U105:$AG105)))","v":1},"","","","","","","","","","","","",1,null,null,null,null,null,{"$f":"IF(U104=0,\"\",U104)","v":1},"","","","","","","","","","","","",1]
[7,{"$f":"A105","v":7},{"$f":"A105","v":7},"MAR",null,null,null,301.51400000000001,null,0,7.5990000000000002,309.113,37.688000000000002,0,0,37.688000000000002,37.688000000000002,0,{"$f":"L105-Q105-R105","v":271.42500000000001},{"$f":"IF(S105<0,0,S105)","v":271.42500000000001},{"$f":"K105+H105","v":309.113},null,null,null,null,null,null,null,null,null,null,null,{"$f":"J105","v":0},309.113,{"$f":"+Q105","v":37.688000000000002},{"$f":"(AI105+R105)","v":37.688000000000002},null,{"$f":"IF(AG105>0,(AI105+R105+AJ105)*AG104,\"\")","v":""},{"$f":"SUM(AI105:AK105)","v":75.376000000000005},{"$f":"IF(AN104=\"\",\"\",$AM105*AN104)","v":75.376000000000005},"","","","","","","","","","","","",75.376000000000005,{"$f":"+U105","v":309.113},{"$f":"IF(D105=\"MAR\",IF((BB105-AJ105)<0,0,BB105-AJ105),IF(D105=\"C\",IF((BB105-AJ105)<0,0,BB105-AJ105),IF((BB105-AK105)<0,0,BB105-AK105)))","v":271.42500000000001},{"$f":"IF(AG105=0,\"\",IF(AG105-AL105<0,0,AG105-AL105))","v":""},{"$f":"IF(D105=\"MAR\",0,IF(D105=\"C\",0,AJ105))","v":0},{"$f":"IF(T105-BE105<0,0,T105-BE105)","v":271.42500000000001},{"$f":"IF(D105=\"MAR\",IF(AI105+R105+AJ105=0,\"Infinito\",(I105+U105+AG105)/(AI105+R105)),IF(D105=\"C\",IF(AI105+R105+AJ105=0,\"Infinito\",(I105+U105+AG105)/(AI105+R105)),IF(AI105+R105+AJ105=0,\"Infinito\",(I105+U105+AG105)/(AI105+R105+AJ105))))","v":8.201894502228825},{"$f":"IF(BG105<1.4,\"1\", IF(BG105<3,\"2\", IF(BG105<9,\"3\", \"4\")))","v":"3"},{"$f":"IF(BG105<1.4,\"ROJO\", IF(BG105<3,\"AMARILLO\", IF(BG105<9,\"VERDE\", \"AZUL\")))","v":"VERDE"},{"$f":"IF(BG105<1.4,\"Déficit\", IF(BG105<3,\"Equilibrio\", IF(BG105<9,\"Disponibilidad\", \"Abundante\")))","v":"Disponibilidad"},{"$f":"IF(I105+U105+AG105<=0,0,I105+U105+AG105)","v":309.113},{"$f":"IF(D105=\"MAR\",AI105+R105,IF(D105=\"C\",AI105+R105,AI105+R105+AJ105))","v":37.688000000000002},{"$f":"BK105/BL105","v":8.201894502228825}]
[null,null,null,null,null,null,null,null,null,null,null,null,null,null,null,null,null,null,null,null,{"$f":"IF(U107=0,\"\",U107/(SUM($U107:$AG107)))","v":1},"","","","","","","","","","","","",1,null,null,null,null,null,{"$f":"IF(U106=0,\"\",U106)","v":1},"","","","","","","","","","","","",1]
[8,{"$f":"A107","v":8},{"$f":"A107","v":8},"MAR",null,null,null,646.02499999999998,null,0,7.3659999999999997,653.39099999999996,34.491,0,0,34.491,34.491,0,{"$f":"L107-Q107-R107","v":618.9},{"$f":"IF(S107<0,0,S107)","v":618.9},{"$f":"K107+H107","v":653.39099999999996},null,null,null,null,null,null,null,null,null,null,null,{"$f":"J107","v":0},653.39099999999996,{"$f":"+Q107","v":34.491},{"$f":"(AI107+R107)","v":34.491},null,{"$f":"IF(AG107>0,(AI107+R107+AJ107)*AG106,\"\")","v":""},{"$f":"SUM(AI107:AK107)","v":68.981999999999999},{"$f":"IF(AN106=\"\",\"\",$AM107*AN106)","v":68.981999999999999},"","","","","","","","","","","","",68.981999999999999,{"$f":"+U107","v":653.39099999999996},{"$f":"IF(D107=\"MAR\",IF((BB107-AJ107)<0,0,BB107-AJ107),IF(D107=\"C\",IF((BB107-AJ107)<0,0,BB107-AJ107),IF((BB107-AK107)<0,0,BB107-AK107)))","v":618.9},{"$f":"IF(AG107=0,\"\",IF(AG107-AL107<0,0,AG107-AL107))","v":""},{"$f":"IF(D107=\"MAR\",0,IF(D107=\"C\",0,AJ107))","v":0},{"$f":"IF(T107-BE107<0,0,T107-BE107)","v":618.9},{"$f":"IF(D107=\"MAR\",IF(AI107+R107+AJ107=0,\"Infinito\",(I107+U107+AG107)/(AI107+R107)),IF(D107=\"C\",IF(AI107+R107+AJ107=0,\"Infinito\",(I107+U107+AG107)/(AI107+R107)),IF(AI107+R107+AJ107=0,\"Infinito\",(I107+U107+AG107)/(AI107+R107+AJ107))))","v":18.94381142906845},{"$f":"IF(BG107<1.4,\"1\", IF(BG107<3,\"2\", IF(BG107<9,\"3\", \"4\")))","v":"4"},{"$f":"IF(BG107<1.4,\"ROJO\", IF(BG107<3,\"AMARILLO\", IF(BG107<9,\"VERDE\", \"AZUL\")))","v":"AZUL"},{"$f":"IF(BG107<1.4,\"Déficit\", IF(BG107<3,\"Equilibrio\", IF(BG107<9,\"Disponibilidad\", \"Abundante\")))","v":"Abundante"},{"$f":"IF(I107+U107+AG107<=0,0,I107+U107+AG107)","v":653.39099999999996},{"$f":"IF(D107=\"MAR\",AI107+R107,IF(D107=\"C\",AI107+R107,AI107+R107+AJ107))","v":34.491},{"$f":"BK107/BL107","v":18.94381142906845}]
[null,null,null,null,null,null,null,null,null,null,null,null,null,null,null,null,null,null,null,null,{"$f":"IF(U109=0,\"\",U109/(SUM($U109:$AG109)))","v":1},"","","","","","","","","","","","",1,null,null,null,null,null,{"$f":"IF(U108=0,\"\",U108)","v":1},"","","","","","","","","","","","",1]
[9,{"$f":"A109","v":9},{"$f":"A109","v":9},"MAR",null,null,null,144.70400000000001,null,0,0.32400000000000001,145.02800000000002,0.40500000000000003,0,0,0.40500000000000003,0.40500000000000003,0,{"$f":"L109-Q109-R109","v":144.62300000000002},{"$f":"IF(S109<0,0,S109)","v":144.62300000000002},{"$f":"K109+H109","v":145.02800000000002},null,null,null,null,null,null,null,null,null,null,null,{"$f":"J109","v":0},145.02800000000002,{"$f":"+Q109","v":0.40500000000000003},{"$f":"(AI109+R109)","v":0.40500000000000003},null,{"$f":"IF(AG109>0,(AI109+R109+AJ109)*AG108,\"\")","v":""},{"$f":"SUM(AI109:AK109)","v":0.81},{"$f":"IF(AN108=\"\",\"\",$AM109*AN108)","v":0.81},"","","","","","","","","","","","",0.81,{"$f":"+U109","v":145.02800000000002},{"$f":"IF(D109=\"MAR\",IF((BB109-AJ109)<0,0,BB109-AJ109),IF(D109=\"C\",IF((BB109-AJ109)<0,0,BB109-AJ109),IF((BB109-AK109)<0,0,BB109-AK109)))","v":144.62300000000002},{"$f":"IF(AG109=0,\"\",IF(AG109-AL109<0,0,AG109-AL109))","v":""},{"$f":"IF(D109=\"MAR\",0,IF(D109=\"C\",0,AJ109))","v":0},{"$f":"IF(T109-BE109<0,0,T109-BE109)","v":144.62300000000002},{"$f":"IF(D109=\"MAR\",IF(AI109+R109+AJ109=0,\"Infinito\",(I109+U109+AG109)/(AI109+R109)),IF(D109=\"C\",IF(AI109+R109+AJ109=0,\"Infinito\",(I109+U109+AG109)/(AI109+R109)),IF(AI109+R109+AJ109=0,\"Infinito\",(I109+U109+AG109)/(AI109+R109+AJ109))))","v":358.09382716049384},{"$f":"IF(BG109<1.4,\"1\", IF(BG109<3,\"2\", IF(BG109<9,\"3\", \"4\")))","v":"4"},{"$f":"IF(BG109<1.4,\"ROJO\", IF(BG109<3,\"AMARILLO\", IF(BG109<9,\"VERDE\", \"AZUL\")))","v":"AZUL"},{"$f":"IF(BG109<1.4,\"Déficit\", IF(BG109<3,\"Equilibrio\", IF(BG109<9,\"Disponibilidad\", \"Abundante\")))","v":"Abundante"},{"$f":"IF(I109+U109+AG109<=0,0,I109+U109+AG109)","v":145.02800000000002},{"$f":"IF(D109=\"MAR\",AI109+R109,IF(D109=\"C\",AI109+R109,AI109+R109+AJ109))","v":0.40500000000000003},{"$f":"BK109/BL109","v":358.09382716049384}]
[null,null,null,null,null,null,null,null,null,null,null,null,null,null,null,null,null,null,null,null,{"$f":"IF(U111=0,\"\",U111/(SUM($U111:$AG111)))","v":1},"","","","","","","","","","","","",1,null,null,null,null,null,{"$f":"IF(U110=0,\"\",U110)","v":1},"","","","","","","","","","","","",1]
[10,{"$f":"A111","v":10},{"$f":"A111","v":10},"MAR",null,null,null,192.89,null,0,9.6000000000000002E-2,192.98599999999999,0.122,0,0,0.122,0.122,0,{"$f":"L111-Q111-R111","v":192.86399999999998},{"$f":"IF(S111<0,0,S111)","v":192.86399999999998},{"$f":"K111+H111","v":192.98599999999999},null,null,null,null,null,null,null,null,null,null,null,{"$f":"J111","v":0},192.98599999999999,{"$f":"+Q111","v":0.122},{"$f":"(AI111+R111)","v":0.122},null,{"$f":"IF(AG111>0,(AI111+R111+AJ111)*AG110,\"\")","v":""},{"$f":"SUM(AI111:AK111)","v":0.24399999999999999},{"$f":"IF(AN110=\"\",\"\",$AM111*AN110)","v":0.24399999999999999},"","","","","","","","","","","","",0.24399999999999999,{"$f":"+U111","v":192.98599999999999},{"$f":"IF(D111=\"MAR\",IF((BB111-AJ111)<0,0,BB111-AJ111),IF(D111=\"C\",IF((BB111-AJ111)<0,0,BB111-AJ111),IF((BB111-AK111)<0,0,BB111-AK111)))","v":192.86399999999998},{"$f":"IF(AG111=0,\"\",IF(AG111-AL111<0,0,AG111-AL111))","v":""},{"$f":"IF(D111=\"MAR\",0,IF(D111=\"C\",0,AJ111))","v":0},{"$f":"IF(T111-BE111<0,0,T111-BE111)","v":192.86399999999998},{"$f":"IF(D111=\"MAR\",IF(AI111+R111+AJ111=0,\"Infinito\",(I111+U111+AG111)/(AI111+R111)),IF(D111=\"C\",IF(AI111+R111+AJ111=0,\"Infinito\",(I111+U111+AG111)/(AI111+R111)),IF(AI111+R111+AJ111=0,\"Infinito\",(I111+U111+AG111)/(AI111+R111+AJ111))))","v":1581.8524590163934},{"$f":"IF(BG111<1.4,\"1\", IF(BG111<3,\"2\", IF(BG111<9,\"3\", \"4\")))","v":"4"},{"$f":"IF(BG111<1.4,\"ROJO\", IF(BG111<3,\"AMARILLO\", IF(BG111<9,\"VERDE\", \"AZUL\")))","v":"AZUL"},{"$f":"IF(BG111<1.4,\"Déficit\", IF(BG111<3,\"Equilibrio\", IF(BG111<9,\"Disponibilidad\", \"Abundante\")))","v":"Abundante"},{"$f":"IF(I111+U111+AG111<=0,0,I111+U111+AG111)","v":192.98599999999999},{"$f":"IF(D111=\"MAR\",AI111+R111,IF(D111=\"C\",AI111+R111,AI111+R111+AJ111))","v":0.122},{"$f":"BK111/BL111","v":1581.8524590163934}]
[null,null,null,null,null,null,null,null,null,null,null,null,null,null,null,null,null,null,null,null,{"$f":"IF(U113=0,\"\",U113/(SUM($U113:$AG113)))","v":1},"","","","","","","","","","","","",1,null,null,null,null,null,null,{"$f":"IF(V112=0,\"\",V112)","v":""},"","","","","","","","","","",""]
[11,{"$f":"A113","v":11},{"$f":"A113","v":11},"MAR",null,null,null,111.57,null,0,0.23200000000000001,111.80199999999999,0.29099999999999998,0,0,0.29099999999999998,0.29099999999999998,0,{"$f":"L113-Q113-R113","v":111.511},{"$f":"IF(S113<0,0,S113)","v":111.511},{"$f":"K113+H113","v":111.80199999999999},null,null,null,null,null,null,null,null,null,null,null,{"$f":"J113","v":0},111.80199999999999,{"$f":"+Q113","v":0.29099999999999998},{"$f":"(AI113+R113)","v":0.29099999999999998},null,{"$f":"IF(AG113>0,(AI113+R113+AJ113)*AG112,\"\")","v":""},{"$f":"SUM(AI113:AK113)","v":0.58199999999999996},{"$f":"IF(AN112=\"\",\"\",$AM113*AN112)","v":""},"","","","","","","","","","","","",{"$f":"SUM(AN113:AZ113)","v":0},{"$f":"+U113","v":111.80199999999999},{"$f":"IF(D113=\"MAR\",IF((BB113-AJ113)<0,0,BB113-AJ113),IF(D113=\"C\",IF((BB113-AJ113)<0,0,BB113-AJ113),IF((BB113-AK113)<0,0,BB113-AK113)))","v":111.511},{"$f":"IF(AG113=0,\"\",IF(AG113-AL113<0,0,AG113-AL113))","v":""},{"$f":"IF(D113=\"MAR\",0,IF(D113=\"C\",0,AJ113))","v":0},{"$f":"IF(T113-BE113<0,0,T113-BE113)","v":111.511},{"$f":"IF(D113=\"MAR\",IF(AI113+R113+AJ113=0,\"Infinito\",(I113+U113+AG113)/(AI113+R113)),IF(D113=\"C\",IF(AI113+R113+AJ113=0,\"Infinito\",(I113+U113+AG113)/(AI113+R113)),IF(AI113+R113+AJ113=0,\"Infinito\",(I113+U113+AG113)/(AI113+R113+AJ113))))","v":384.19931271477662},{"$f":"IF(BG113<1.4,\"1\", IF(BG113<3,\"2\", IF(BG113<9,\"3\", \"4\")))","v":"4"},{"$f":"IF(BG113<1.4,\"ROJO\", IF(BG113<3,\"AMARILLO\", IF(BG113<9,\"VERDE\", \"AZUL\")))","v":"AZUL"},{"$f":"IF(BG113<1.4,\"Déficit\", IF(BG113<3,\"Equilibrio\", IF(BG113<9,\"Disponibilidad\", \"Abundante\")))","v":"Abundante"},{"$f":"IF(I113+U113+AG113<=0,0,I113+U113+AG113)","v":111.80199999999999},{"$f":"IF(D113=\"MAR\",AI113+R113,IF(D113=\"C\",AI113+R113,AI113+R113+AJ113))","v":0.29099999999999998},{"$f":"BK113/BL113","v":384.19931271477662}]
[null,null,null,null,null,null,null,null,null,null,null,null,null,null,null,null,null,null,null,null,{"$f":"IF(U115=0,\"\",U115/(SUM($U115:$AG115)))","v":1},"","","","","","","","","","","","",1,null,null,null,null,null,null,{"$f":"IF(V114=0,\"\",V114)","v":""},"","","","","","","","","","",""]
[12,{"$f":"A115","v":12},{"$f":"A115","v":12},"MAR",null,null,null,767.45,null,0,0.186,767.63600000000008,0.35399999999999998,0,0,0.35399999999999998,0.35399999999999998,0,{"$f":"L115-Q115-R115","v":767.28200000000004},{"$f":"IF(S115<0,0,S115)","v":767.28200000000004},{"$f":"K115+H115","v":767.63600000000008},null,null,null,null,null,null,null,null,null,null,null,{"$f":"J115","v":0},767.63600000000008,{"$f":"+Q115","v":0.35399999999999998},{"$f":"(AI115+R115)","v":0.35399999999999998},null,{"$f":"IF(AG115>0,(AI115+R115+AJ115)*AG114,\"\")","v":""},{"$f":"SUM(AI115:AK115)","v":0.70799999999999996},{"$f":"IF(AN114=\"\",\"\",$AM115*AN114)","v":""},"","","","","","","","","","","","",{"$f":"SUM(AN115:AZ115)","v":0},{"$f":"+U115","v":767.63600000000008},{"$f":"IF(D115=\"MAR\",IF((BB115-AJ115)<0,0,BB115-AJ115),IF(D115=\"C\",IF((BB115-AJ115)<0,0,BB115-AJ115),IF((BB115-AK115)<0,0,BB115-AK115)))","v":767.28200000000004},{"$f":"IF(AG115=0,\"\",IF(AG115-AL115<0,0,AG115-AL115))","v":""},{"$f":"IF(D115=\"MAR\",0,IF(D115=\"C\",0,AJ115))","v":0},{"$f":"IF(T115-BE115<0,0,T115-BE115)","v":767.28200000000004},{"$f":"IF(D115=\"MAR\",IF(AI115+R115+AJ115=0,\"Infinito\",(I115+U115+AG115)/(AI115+R115)),IF(D115=\"C\",IF(AI115+R115+AJ115=0,\"Infinito\",(I115+U115+AG115)/(AI115+R115)),IF(AI115+R115+AJ115=0,\"Infinito\",(I115+U115+AG115)/(AI115+R115+AJ115))))","v":2168.4632768361585},{"$f":"IF(BG115<1.4,\"1\", IF(BG115<3,\"2\", IF(BG115<9,\"3\", \"4\")))","v":"4"},{"$f":"IF(BG115<1.4,\"ROJO\", IF(BG115<3,\"AMARILLO\", IF(BG115<9,\"VERDE\", \"AZUL\")))","v":"AZUL"},{"$f":"IF(BG115<1.4,\"Déficit\", IF(BG115<3,\"Equilibrio\", IF(BG115<9,\"Disponibilidad\", \"Abundante\")))","v":"Abundante"},{"$f":"IF(I115+U115+AG115<=0,0,I115+U115+AG115)","v":767.63600000000008},{"$f":"IF(D115=\"MAR\",AI115+R115,IF(D115=\"C\",AI115+R115,AI115+R115+AJ115))","v":0.35399999999999998},{"$f":"BK115/BL115","v":2168.4632768361585}]
[null,null,null,null,null,null,null,null,null,null,null,null,null,null,null,null,null,null,null,null,{"$f":"IF(U117=0,\"\",U117/(SUM($U117:$AG117)))","v":1},"","","","","","","","","","","","",1,null,null,null,null,null,{"$f":"IF(U116=0,\"\",U116)","v":1},"","","","","","","","","","","",""]
[13,{"$f":"A117","v":13},{"$f":"A117","v":13},"MAR",null,null,null,191.196,null,0,0.78700000000000003,191.983,0.98399999999999999,0,0,0.98399999999999999,0.98399999999999999,0,{"$f":"L117-Q117-R117","v":190.999},{"$f":"IF(S117<0,0,S117)","v":190.999},{"$f":"K117+H117","v":191.983},null,null,null,null,null,null,null,null,null,null,null,{"$f":"J117","v":0},191.983,{"$f":"+Q117","v":0.98399999999999999},{"$f":"(AI117+R117)","v":0.98399999999999999},null,{"$f":"IF(AG117>0,(AI117+R117+AJ117)*AG116,\"\")","v":""},{"$f":"SUM(AI117:AK117)","v":1.968},{"$f":"IF(AN116=\"\",\"\",$AM117*AN116)","v":1.968},"","","","","","","","","","","","",{"$f":"SUM(AN117:AZ117)","v":1.968},{"$f":"+U117","v":191.983},{"$f":"IF(D117=\"MAR\",IF((BB117-AJ117)<0,0,BB117-AJ117),IF(D117=\"C\",IF((BB117-AJ117)<0,0,BB117-AJ117),IF((BB117-AK117)<0,0,BB117-AK117)))","v":190.999},{"$f":"IF(AG117=0,\"\",IF(AG117-AL117<0,0,AG117-AL117))","v":""},{"$f":"IF(D117=\"MAR\",0,IF(D117=\"C\",0,AJ117))","v":0},{"$f":"IF(T117-BE117<0,0,T117-BE117)","v":190.999},{"$f":"IF(D117=\"MAR\",IF(AI117+R117+AJ117=0,\"Infinito\",(I117+U117+AG117)/(AI117+R117)),IF(D117=\"C\",IF(AI117+R117+AJ117=0,\"Infinito\",(I117+U117+AG117)/(AI117+R117)),IF(AI117+R117+AJ117=0,\"Infinito\",(I117+U117+AG117)/(AI117+R117+AJ117))))","v":195.10467479674799},{"$f":"IF(BG117<1.4,\"1\", IF(BG117<3,\"2\", IF(BG117<9,\"3\", \"4\")))","v":"4"},{"$f":"IF(BG117<1.4,\"ROJO\", IF(BG117<3,\"AMARILLO\", IF(BG117<9,\"VERDE\", \"AZUL\")))","v":"AZUL"},{"$f":"IF(BG117<1.4,\"Déficit\", IF(BG117<3,\"Equilibrio\", IF(BG117<9,\"Disponibilidad\", \"Abundante\")))","v":"Abundante"},{"$f":"IF(I117+U117+AG117<=0,0,I117+U117+AG117)","v":191.983},{"$f":"IF(D117=\"MAR\",AI117+R117,IF(D117=\"C\",AI117+R117,AI117+R117+AJ117))","v":0.98399999999999999},{"$f":"BK117/BL117","v":195.10467479674799}]
[null,null,null,null,null,null,null,null,null,null,null,null,null,null,null,null,null,null,null,null,{"$f":"IF(U119=0,\"\",U119/(SUM($U119:$AG119)))","v":1},"","","","","","","","","","","","",1,null,null,null,null,null,{"$f":"IF(U118=0,\"\",U118)","v":1},"","","","","","","","","","","","",1]
[14,{"$f":"A119","v":14},{"$f":"A119","v":14},"MAR",null,null,null,322.13400000000001,null,0,3.6999999999999998E-2,322.17099999999999,7.2999999999999995E-2,0,0,7.2999999999999995E-2,7.2999999999999995E-2,0,{"$f":"L119-Q119-R119","v":322.09800000000001},{"$f":"IF(S119<0,0,S119)","v":322.09800000000001},{"$f":"K119+H119","v":322.17099999999999},null,null,null,null,null,null,null,null,null,null,null,{"$f":"J119","v":0},322.17099999999999,{"$f":"+Q119","v":7.2999999999999995E-2},16290,null,{"$f":"IF(AG119>0,(AI119+R119+AJ119)*AG118,\"\")","v":""},{"$f":"SUM(AI119:AK119)","v":16290.073},{"$f":"IF(AN118=\"\",\"\",$AM119*AN118)","v":16290.073},"","","","","","","","","","","","",16290.073,{"$f":"+U119","v":322.17099999999999},{"$f":"IF(D119=\"MAR\",IF((BB119-AJ119)<0,0,BB119-AJ119),IF(D119=\"C\",IF((BB119-AJ119)<0,0,BB119-AJ119),IF((BB119-AK119)<0,0,BB119-AK119)))","v":0},{"$f":"IF(AG119=0,\"\",IF(AG119-AL119<0,0,AG119-AL119))","v":""},{"$f":"IF(D119=\"MAR\",0,IF(D119=\"C\",0,AJ119))","v":0},{"$f":"IF(T119-BE119<0,0,T119-BE119)","v":322.09800000000001},{"$f":"IF(D119=\"MAR\",IF(AI119+R119+AJ119=0,\"Infinito\",(I119+U119+AG119)/(AI119+R119)),IF(D119=\"C\",IF(AI119+R119+AJ119=0,\"Infinito\",(I119+U119+AG119)/(AI119+R119)),IF(AI119+R119+AJ119=0,\"Infinito\",(I119+U119+AG119)/(AI119+R119+AJ119))))","v":4413.3013698630139},{"$f":"IF(BG119<1.4,\"1\", IF(BG119<3,\"2\", IF(BG119<9,\"3\", \"4\")))","v":"4"},{"$f":"IF(BG119<1.4,\"ROJO\", IF(BG119<3,\"AMARILLO\", IF(BG119<9,\"VERDE\", \"AZUL\")))","v":"AZUL"},{"$f":"IF(BG119<1.4,\"Déficit\", IF(BG119<3,\"Equilibrio\", IF(BG119<9,\"Disponibilidad\", \"Abundante\")))","v":"Abundante"},{"$f":"IF(I119+U119+AG119<=0,0,I119+U119+AG119)","v":322.17099999999999},{"$f":"IF(D119=\"MAR\",AI119+R119,IF(D119=\"C\",AI119+R119,AI119+R119+AJ119))","v":7.2999999999999995E-2},{"$f":"BK119/BL119","v":4413.3013698630139}]
[null,null,null,null,null,null,null,null,null,null,null,null,null,null,null,null,null,null,null,null,{"$f":"IF(U121=0,\"\",U121/(SUM($U121:$AG121)))","v":1},"","","","","","","","","","","","",1,null,null,null,null,null,{"$f":"IF(U120=0,\"\",U120)","v":1},"","","","","","","","","","","","",1]
[15,{"$f":"A121","v":15},{"$f":"A121","v":15},"MAR",null,null,null,132.536,null,0,5.1999999999999998E-2,132.58799999999999,0.08,0,0,0.08,0.08,0,{"$f":"L121-Q121-R121","v":132.50799999999998},{"$f":"IF(S121<0,0,S121)","v":132.50799999999998},{"$f":"K121+H121","v":132.58799999999999},null,null,null,null,null,null,null,null,null,null,null,{"$f":"J121","v":0},132.58799999999999,{"$f":"+Q121","v":0.08},{"$f":"(AI121+R121)","v":0.08},null,{"$f":"IF(AG121>0,(AI121+R121+AJ121)*AG120,\"\")","v":""},{"$f":"SUM(AI121:AK121)","v":0.16},{"$f":"IF(AN120=\"\",\"\",$AM121*AN120)","v":0.16},"","","","","","","","","","","","",0.16,{"$f":"+U121","v":132.58799999999999},{"$f":"IF(D121=\"MAR\",IF((BB121-AJ121)<0,0,BB121-AJ121),IF(D121=\"C\",IF((BB121-AJ121)<0,0,BB121-AJ121),IF((BB121-AK121)<0,0,BB121-AK121)))","v":132.50799999999998},{"$f":"IF(AG121=0,\"\",IF(AG121-AL121<0,0,AG121-AL121))","v":""},{"$f":"IF(D121=\"MAR\",0,IF(D121=\"C\",0,AJ121))","v":0},{"$f":"IF(T121-BE121<0,0,T121-BE121)","v":132.50799999999998},{"$f":"IF(D121=\"MAR\",IF(AI121+R121+AJ121=0,\"Infinito\",(I121+U121+AG121)/(AI121+R121)),IF(D121=\"C\",IF(AI121+R121+AJ121=0,\"Infinito\",(I121+U121+AG121)/(AI121+R121)),IF(AI121+R121+AJ121=0,\"Infinito\",(I121+U121+AG121)/(AI121+R121+AJ121))))","v":1657.35},{"$f":"IF(BG121<1.4,\"1\", IF(BG121<3,\"2\", IF(BG121<9,\"3\", \"4\")))","v":"4"},{"$f":"IF(BG121<1.4,\"ROJO\", IF(BG121<3,\"AMARILLO\", IF(BG121<9,\"VERDE\", \"AZUL\")))","v":"AZUL"},{"$f":"IF(BG121<1.4,\"Déficit\", IF(BG121<3,\"Equilibrio\", IF(BG121<9,\"Disponibilidad\", \"Abundante\")))","v":"Abundante"},{"$f":"IF(I121+U121+AG121<=0,0,I121+U121+AG121)","v":132.58799999999999},{"$f":"IF(D121=\"MAR\",AI121+R121,IF(D121=\"C\",AI121+R121,AI121+R121+AJ121))","v":0.08},{"$f":"BK121/BL121","v":1657.35}]
[null,null,null,null,null,null,null,null,null,null,null,null,null,null,null,null,null,null,null,null,{"$f":"IF(U123=0,\"\",U123/(SUM($U123:$AG123)))","v":1},"","","","","","","","","","","","",1,null,null,null,null,null,{"$f":"IF(U122=0,\"\",U122)","v":1},"","","","","","","","","","","","",1]
[16,{"$f":"A123","v":16},{"$f":"A123","v":16},"MAR",null,null,null,123.16500000000001,null,0,0.312,123.477,0.33500000000000002,0,0,0.33500000000000002,0.33500000000000002,0,{"$f":"L123-Q123-R123","v":123.14200000000001},{"$f":"IF(S123<0,0,S123)","v":123.14200000000001},{"$f":"K123+H123","v":123.477},null,null,null,null,null,null,null,null,null,null,null,{"$f":"J123","v":0},123.477,{"$f":"+Q123","v":0.33500000000000002},{"$f":"(AI123+R123)","v":0.33500000000000002},null,{"$f":"IF(AG123>0,(AI123+R123+AJ123)*AG122,\"\")","v":""},{"$f":"SUM(AI123:AK123)","v":0.67},{"$f":"IF(AN122=\"\",\"\",$AM123*AN122)","v":0.67},"","","","","","","","","","","","",0.67,{"$f":"+U123","v":123.477},{"$f":"IF(D123=\"MAR\",IF((BB123-AJ123)<0,0,BB123-AJ123),IF(D123=\"C\",IF((BB123-AJ123)<0,0,BB123-AJ123),IF((BB123-AK123)<0,0,BB123-AK123)))","v":123.14200000000001},{"$f":"IF(AG123=0,\"\",IF(AG123-AL123<0,0,AG123-AL123))","v":""},{"$f":"IF(D123=\"MAR\",0,IF(D123=\"C\",0,AJ123))","v":0},{"$f":"IF(T123-BE123<0,0,T123-BE123)","v":123.14200000000001},{"$f":"IF(D123=\"MAR\",IF(AI123+R123+AJ123=0,\"Infinito\",(I123+U123+AG123)/(AI123+R123)),IF(D123=\"C\",IF(AI123+R123+AJ123=0,\"Infinito\",(I123+U123+AG123)/(AI123+R123)),IF(AI123+R123+AJ123=0,\"Infinito\",(I123+U123+AG123)/(AI123+R123+AJ123))))","v":368.58805970149251},{"$f":"IF(BG123<1.4,\"1\", IF(BG123<3,\"2\", IF(BG123<9,\"3\", \"4\")))","v":"4"},{"$f":"IF(BG123<1.4,\"ROJO\", IF(BG123<3,\"AMARILLO\", IF(BG123<9,\"VERDE\", \"AZUL\")))","v":"AZUL"},{"$f":"IF(BG123<1.4,\"Déficit\", IF(BG123<3,\"Equilibrio\", IF(BG123<9,\"Disponibilidad\", \"Abundante\")))","v":"Abundante"},{"$f":"IF(I123+U123+AG123<=0,0,I123+U123+AG123)","v":123.477},{"$f":"IF(D123=\"MAR\",AI123+R123,IF(D123=\"C\",AI123+R123,AI123+R123+AJ123))","v":0.33500000000000002},{"$f":"BK123/BL123","v":368.58805970149251}]
[null,null,null,null,null,null,null,null,null,null,null,null,null,null,null,null,null,null,null,null,{"$f":"IF(U125=0,\"\",U125/(SUM($U125:$AG125)))","v":1},"","","","","","","","","","","","",{"$f":"SUM(U124:AG124)","v":1},null,null,null,null,null,{"$f":"IF(U124=0,\"\",U124)","v":1},"","","","","","","","","","","","",1]
[17,{"$f":"A125","v":17},{"$f":"A125","v":17},"MAR",null,null,null,113.57,null,0,2.9000000000000001E-2,113.59899999999999,3.5999999999999997E-2,0,0,3.5999999999999997E-2,3.5999999999999997E-2,0,{"$f":"L125-Q125-R125","v":113.56299999999999},{"$f":"IF(S125<0,0,S125)","v":113.56299999999999},{"$f":"K125+H125","v":113.59899999999999},null,null,null,null,null,null,null,null,null,null,null,{"$f":"J125","v":0},{"$f":"SUM(U125:AG125)","v":113.59899999999999},{"$f":"+Q125","v":3.5999999999999997E-2},{"$f":"(AI125+R125)","v":3.5999999999999997E-2},null,{"$f":"IF(AG125>0,(AI125+R125+AJ125)*AG124,\"\")","v":""},{"$f":"SUM(AI125:AK125)","v":7.1999999999999995E-2},{"$f":"IF(AN124=\"\",\"\",$AM125*AN124)","v":7.1999999999999995E-2},"","","","","","","","","","","","",7.1999999999999995E-2,{"$f":"+U125","v":113.59899999999999},{"$f":"IF(D125=\"MAR\",IF((BB125-AJ125)<0,0,BB125-AJ125),IF(D125=\"C\",IF((BB125-AJ125)<0,0,BB125-AJ125),IF((BB125-AK125)<0,0,BB125-AK125)))","v":113.56299999999999},{"$f":"IF(AG125=0,\"\",IF(AG125-AL125<0,0,AG125-AL125))","v":""},{"$f":"IF(D125=\"MAR\",0,IF(D125=\"C\",0,AJ125))","v":0},{"$f":"IF(T125-BE125<0,0,T125-BE125)","v":113.56299999999999},{"$f":"IF(D125=\"MAR\",IF(AI125+R125+AJ125=0,\"Infinito\",(I125+U125+AG125)/(AI125+R125)),IF(D125=\"C\",IF(AI125+R125+AJ125=0,\"Infinito\",(I125+U125+AG125)/(AI125+R125)),IF(AI125+R125+AJ125=0,\"Infinito\",(I125+U125+AG125)/(AI125+R125+AJ125))))","v":3155.5277777777778},{"$f":"IF(BG125<1.4,\"1\", IF(BG125<3,\"2\", IF(BG125<9,\"3\", \"4\")))","v":"4"},{"$f":"IF(BG125<1.4,\"ROJO\", IF(BG125<3,\"AMARILLO\", IF(BG125<9,\"VERDE\", \"AZUL\")))","v":"AZUL"},{"$f":"IF(BG125<1.4,\"Déficit\", IF(BG125<3,\"Equilibrio\", IF(BG125<9,\"Disponibilidad\", \"Abundante\")))","v":"Abundante"},{"$f":"IF(I125+U125+AG125<=0,0,I125+U125+AG125)","v":113.59899999999999},{"$f":"IF(D125=\"MAR\",AI125+R125,IF(D125=\"C\",AI125+R125,AI125+R125+AJ125))","v":3.5999999999999997E-2},{"$f":"BK125/BL125","v":3155.5277777777778}]
[null,null,null,null,null,null,null,null,null,null,null,null,null,null,null,null,null,null,null,null,{"$f":"IF(U127=0,\"\",U127/(SUM($U127:$AG127)))","v":1},"","","","","","","","","","","","",{"$f":"SUM(U126:AG126)","v":1},null,null,null,null,null,{"$f":"IF(U126=0,\"\",U126)","v":1},"","","","","","","","","","","","",1]
[18,{"$f":"A127","v":18},{"$f":"A127","v":18},"MAR",null,null,null,301.37200000000001,null,0,0.372,301.74400000000003,0.46500000000000002,0,0,0.46500000000000002,0.46500000000000002,0,{"$f":"L127-Q127-R127","v":301.27900000000005},{"$f":"IF(S127<0,0,S127)","v":301.27900000000005},{"$f":"K127+H127","v":301.74400000000003},null,null,null,null,null,null,null,null,null,null,null,{"$f":"J127","v":0},{"$f":"SUM(U127:AG127)","v":301.74400000000003},{"$f":"+Q127","v":0.46500000000000002},{"$f":"(AI127+R127)","v":0.46500000000000002},null,{"$f":"IF(AG127>0,(AI127+R127+AJ127)*AG126,\"\")","v":""},{"$f":"SUM(AI127:AK127)","v":0.93},{"$f":"IF(AN126=\"\",\"\",$AM127*AN126)","v":0.93},"","","","","","","","","","","","",0.93,{"$f":"+U127","v":301.74400000000003},{"$f":"IF(D127=\"MAR\",IF((BB127-AJ127)<0,0,BB127-AJ127),IF(D127=\"C\",IF((BB127-AJ127)<0,0,BB127-AJ127),IF((BB127-AK127)<0,0,BB127-AK127)))","v":301.27900000000005},{"$f":"IF(AG127=0,\"\",IF(AG127-AL127<0,0,AG127-AL127))","v":""},{"$f":"IF(D127=\"MAR\",0,IF(D127=\"C\",0,AJ127))","v":0},{"$f":"IF(T127-BE127<0,0,T127-BE127)","v":301.27900000000005},{"$f":"IF(D127=\"MAR\",IF(AI127+R127+AJ127=0,\"Infinito\",(I127+U127+AG127)/(AI127+R127)),IF(D127=\"C\",IF(AI127+R127+AJ127=0,\"Infinito\",(I127+U127+AG127)/(AI127+R127)),IF(AI127+R127+AJ127=0,\"Infinito\",(I127+U127+AG127)/(AI127+R127+AJ127))))","v":648.91182795698933},{"$f":"IF(BG127<1.4,\"1\", IF(BG127<3,\"2\", IF(BG127<9,\"3\", \"4\")))","v":"4"},{"$f":"IF(BG127<1.4,\"ROJO\", IF(BG127<3,\"AMARILLO\", IF(BG127<9,\"VERDE\", \"AZUL\")))","v":"AZUL"},{"$f":"IF(BG127<1.4,\"Déficit\", IF(BG127<3,\"Equilibrio\", IF(BG127<9,\"Disponibilidad\", \"Abundante\")))","v":"Abundante"},{"$f":"IF(I127+U127+AG127<=0,0,I127+U127+AG127)","v":301.74400000000003},{"$f":"IF(D127=\"MAR\",AI127+R127,IF(D127=\"C\",AI127+R127,AI127+R127+AJ127))","v":0.46500000000000002},{"$f":"BK127/BL127","v":648.91182795698933}]
[null,null,null,null,null,null,null,null,null,null,null,null,null,null,null,null,null,null,null,null,{"$f":"IF(U129=0,\"\",U129/(SUM($U129:$AG129)))","v":1},"","","","","","","","","","","","",{"$f":"SUM(U128:AG128)","v":1},null,null,null,null,null,{"$f":"IF(U128=0,\"\",U128)","v":1},"","","","","","","","","","","","",1]
[19,{"$f":"A129","v":19},{"$f":"A129","v":19},"MAR",null,null,null,900.75300000000004,null,0,0.19600000000000001,900.94900000000007,0.245,0,0,0.245,0.245,0,{"$f":"L129-Q129-R129","v":900.70400000000006},{"$f":"IF(S129<0,0,S129)","v":900.70400000000006},{"$f":"K129+H129","v":900.94900000000007},null,null,null,null,null,null,null,null,null,null,null,{"$f":"J129","v":0},{"$f":"SUM(U129:AG129)","v":900.94900000000007},{"$f":"+Q129","v":0.245},{"$f":"(AI129+R129)","v":0.245},null,{"$f":"IF(AG129>0,(AI129+R129+AJ129)*AG128,\"\")","v":""},{"$f":"SUM(AI129:AK129)","v":0.49},{"$f":"IF(AN128=\"\",\"\",$AM129*AN128)","v":0.49},"","","","","","","","","","","","",0.49,{"$f":"+U129","v":900.94900000000007},{"$f":"IF(D129=\"MAR\",IF((BB129-AJ129)<0,0,BB129-AJ129),IF(D129=\"C\",IF((BB129-AJ129)<0,0,BB129-AJ129),IF((BB129-AK129)<0,0,BB129-AK129)))","v":900.70400000000006},{"$f":"IF(AG129=0,\"\",IF(AG129-AL129<0,0,AG129-AL129))","v":""},{"$f":"IF(D129=\"MAR\",0,IF(D129=\"C\",0,AJ129))","v":0},{"$f":"IF(T129-BE129<0,0,T129-BE129)","v":900.70400000000006},{"$f":"IF(D129=\"MAR\",IF(AI129+R129+AJ129=0,\"Infinito\",(I129+U129+AG129)/(AI129+R129)),IF(D129=\"C\",IF(AI129+R129+AJ129=0,\"Infinito\",(I129+U129+AG129)/(AI129+R129)),IF(AI129+R129+AJ129=0,\"Infinito\",(I129+U129+AG129)/(AI129+R129+AJ129))))","v":3677.3428571428576},{"$f":"IF(BG129<1.4,\"1\", IF(BG129<3,\"2\", IF(BG129<9,\"3\", \"4\")))","v":"4"},{"$f":"IF(BG129<1.4,\"ROJO\", IF(BG129<3,\"AMARILLO\", IF(BG129<9,\"VERDE\", \"AZUL\")))","v":"AZUL"},{"$f":"IF(BG129<1.4,\"Déficit\", IF(BG129<3,\"Equilibrio\", IF(BG129<9,\"Disponibilidad\", \"Abundante\")))","v":"Abundante"},{"$f":"IF(I129+U129+AG129<=0,0,I129+U129+AG129)","v":900.94900000000007},{"$f":"IF(D129=\"MAR\",AI129+R129,IF(D129=\"C\",AI129+R129,AI129+R129+AJ129))","v":0.245},{"$f":"BK129/BL129","v":3677.3428571428576}]
[null,null,null,null,null,null,null,null,null,null,null,null,null,null,null,null,null,null,null,null,{"$f":"IF(U131=0,\"\",U131/(SUM($U131:$AG131)))","v":1},"","","","","","","","","","","","",1,null,null,null,null,null,{"$f":"IF(U130=0,\"\",U130)","v":1},"","","","","","","","","","","","",1]
[20,{"$f":"A131","v":20},{"$f":"A131","v":20},"MAR",null,null,null,897.88199999999995,null,0,1.929,899.81099999999992,8.8930000000000007,0,0,8.8930000000000007,8.8930000000000007,0,{"$f":"L131-Q131-R131","v":890.91799999999989},{"$f":"IF(S131<0,0,S131)","v":890.91799999999989},{"$f":"K131+H131","v":899.81099999999992},null,null,null,null,null,null,null,null,null,null,null,{"$f":"J131","v":0},899.81099999999992,{"$f":"+Q131","v":8.8930000000000007},{"$f":"(AI131+R131)","v":8.8930000000000007},null,{"$f":"IF(AG131>0,(AI131+R131+AJ131)*AG130,\"\")","v":""},{"$f":"SUM(AI131:AK131)","v":17.786000000000001},{"$f":"IF(AN130=\"\",\"\",$AM131*AN130)","v":17.786000000000001},"","","","","","","","","","","","",17.786000000000001,{"$f":"+U131","v":899.81099999999992},{"$f":"IF(D131=\"MAR\",IF((BB131-AJ131)<0,0,BB131-AJ131),IF(D131=\"C\",IF((BB131-AJ131)<0,0,BB131-AJ131),IF((BB131-AK131)<0,0,BB131-AK131)))","v":890.91799999999989},{"$f":"IF(AG131=0,\"\",IF(AG131-AL131<0,0,AG131-AL131))","v":""},{"$f":"IF(D131=\"MAR\",0,IF(D131=\"C\",0,AJ131))","v":0},{"$f":"IF(T131-BE131<0,0,T131-BE131)","v":890.91799999999989},{"$f":"IF(D131=\"MAR\",IF(AI131+R131+AJ131=0,\"Infinito\",(I131+U131+AG131)/(AI131+R131)),IF(D131=\"C\",IF(AI131+R131+AJ131=0,\"Infinito\",(I131+U131+AG131)/(AI131+R131)),IF(AI131+R131+AJ131=0,\"Infinito\",(I131+U131+AG131)/(AI131+R131+AJ131))))","v":101.18194085235577},{"$f":"IF(BG131<1.4,\"1\", IF(BG131<3,\"2\", IF(BG131<9,\"3\", \"4\")))","v":"4"},{"$f":"IF(BG131<1.4,\"ROJO\", IF(BG131<3,\"AMARILLO\", IF(BG131<9,\"VERDE\", \"AZUL\")))","v":"AZUL"},{"$f":"IF(BG131<1.4,\"Déficit\", IF(BG131<3,\"Equilibrio\", IF(BG131<9,\"Disponibilidad\", \"Abundante\")))","v":"Abundante"},{"$f":"IF(I131+U131+AG131<=0,0,I131+U131+AG131)","v":899.81099999999992},{"$f":"IF(D131=\"MAR\",AI131+R131,IF(D131=\"C\",AI131+R131,AI131+R131+AJ131))","v":8.8930000000000007},{"$f":"BK131/BL131","v":101.18194085235577}]
[null,null,null,null,null,null,null,null,null,null,null,null,null,null,null,null,null,null,null,null,{"$f":"IF(U133=0,\"\",U133/(SUM($U133:$AG133)))","v":1},"","","","","","","","","","","","",1,null,null,null,null,null,{"$f":"IF(U132=0,\"\",U132)","v":1},"","","","","","","","","","","","",1]
[21,{"$f":"A133","v":21},{"$f":"A133","v":21},"MAR",null,null,null,641.51300000000003,null,0,0.112,641.625,0.246,0,0,0.246,0.246,0,{"$f":"L133-Q133-R133","v":641.37900000000002},{"$f":"IF(S133<0,0,S133)","v":641.37900000000002},{"$f":"K133+H133","v":641.625},null,null,null,null,null,null,null,null,null,null,null,{"$f":"J133","v":0},641.625,{"$f":"+Q133","v":0.246},{"$f":"(AI133+R133)","v":0.246},null,{"$f":"IF(AG133>0,(AI133+R133+AJ133)*AG132,\"\")","v":""},{"$f":"SUM(AI133:AK133)","v":0.49199999999999999},{"$f":"IF(AN132=\"\",\"\",$AM133*AN132)","v":0.49199999999999999},"","","","","","","","","","","","",0.49199999999999999,{"$f":"+U133","v":641.625},{"$f":"IF(D133=\"MAR\",IF((BB133-AJ133)<0,0,BB133-AJ133),IF(D133=\"C\",IF((BB133-AJ133)<0,0,BB133-AJ133),IF((BB133-AK133)<0,0,BB133-AK133)))","v":641.37900000000002},{"$f":"IF(AG133=0,\"\",IF(AG133-AL133<0,0,AG133-AL133))","v":""},{"$f":"IF(D133=\"MAR\",0,IF(D133=\"C\",0,AJ133))","v":0},{"$f":"IF(T133-BE133<0,0,T133-BE133)","v":641.37900000000002},{"$f":"IF(D133=\"MAR\",IF(AI133+R133+AJ133=0,\"Infinito\",(I133+U133+AG133)/(AI133+R133)),IF(D133=\"C\",IF(AI133+R133+AJ133=0,\"Infinito\",(I133+U133+AG133)/(AI133+R133)),IF(AI133+R133+AJ133=0,\"Infinito\",(I133+U133+AG133)/(AI133+R133+AJ133))))","v":2608.2317073170734},{"$f":"IF(BG133<1.4,\"1\", IF(BG133<3,\"2\", IF(BG133<9,\"3\", \"4\")))","v":"4"},{"$f":"IF(BG133<1.4,\"ROJO\", IF(BG133<3,\"AMARILLO\", IF(BG133<9,\"VERDE\", \"AZUL\")))","v":"AZUL"},{"$f":"IF(BG133<1.4,\"Déficit\", IF(BG133<3,\"Equilibrio\", IF(BG133<9,\"Disponibilidad\", \"Abundante\")))","v":"Abundante"},{"$f":"IF(I133+U133+AG133<=0,0,I133+U133+AG133)","v":641.625},{"$f":"IF(D133=\"MAR\",AI133+R133,IF(D133=\"C\",AI133+R133,AI133+R133+AJ133))","v":0.246},{"$f":"BK133/BL133","v":2608.2317073170734}]
[null,null,null,null,null,null,null,null,null,null,null,null,null,null,null,null,null,null,null,null,{"$f":"IF(U135=0,\"\",U135/(SUM($U135:$AG135)))","v":1},"","","","","","","","","","","","",1,null,null,null,null,null,{"$f":"IF(U134=0,\"\",U134)","v":1},"","","","","","","","","","","","",1]
[22,{"$f":"A135","v":22},{"$f":"A135","v":22},"MAR",null,null,null,529.00300000000004,null,0,4.8040000000000003,533.80700000000002,22.289000000000001,0,0,22.289000000000001,22.289000000000001,0,{"$f":"L135-Q135-R135","v":511.51800000000003},{"$f":"IF(S135<0,0,S135)","v":511.51800000000003},{"$f":"K135+H135","v":533.80700000000002},null,null,null,null,null,null,null,null,null,null,null,{"$f":"J135","v":0},533.80700000000002,{"$f":"+Q135","v":22.289000000000001},{"$f":"(AI135+R135)","v":22.289000000000001},null,{"$f":"IF(AG135>0,(AI135+R135+AJ135)*AG134,\"\")","v":""},{"$f":"SUM(AI135:AK135)","v":44.578000000000003},{"$f":"IF(AN134=\"\",\"\",$AM135*AN134)","v":44.578000000000003},"","","","","","","","","","","","",44.578000000000003,{"$f":"+U135","v":533.80700000000002},{"$f":"IF(D135=\"MAR\",IF((BB135-AJ135)<0,0,BB135-AJ135),IF(D135=\"C\",IF((BB135-AJ135)<0,0,BB135-AJ135),IF((BB135-AK135)<0,0,BB135-AK135)))","v":511.51800000000003},{"$f":"IF(AG135=0,\"\",IF(AG135-AL135<0,0,AG135-AL135))","v":""},{"$f":"IF(D135=\"MAR\",0,IF(D135=\"C\",0,AJ135))","v":0},{"$f":"IF(T135-BE135<0,0,T135-BE135)","v":511.51800000000003},{"$f":"IF(D135=\"MAR\",IF(AI135+R135+AJ135=0,\"Infinito\",(I135+U135+AG135)/(AI135+R135)),IF(D135=\"C\",IF(AI135+R135+AJ135=0,\"Infinito\",(I135+U135+AG135)/(AI135+R135)),IF(AI135+R135+AJ135=0,\"Infinito\",(I135+U135+AG135)/(AI135+R135+AJ135))))","v":23.949347211629053},{"$f":"IF(BG135<1.4,\"1\", IF(BG135<3,\"2\", IF(BG135<9,\"3\", \"4\")))","v":"4"},{"$f":"IF(BG135<1.4,\"ROJO\", IF(BG135<3,\"AMARILLO\", IF(BG135<9,\"VERDE\", \"AZUL\")))","v":"AZUL"},{"$f":"IF(BG135<1.4,\"Déficit\", IF(BG135<3,\"Equilibrio\", IF(BG135<9,\"Disponibilidad\", \"Abundante\")))","v":"Abundante"},{"$f":"IF(I135+U135+AG135<=0,0,I135+U135+AG135)","v":533.80700000000002},{"$f":"IF(D135=\"MAR\",AI135+R135,IF(D135=\"C\",AI135+R135,AI135+R135+AJ135))","v":22.289000000000001},{"$f":"BK135/BL135","v":23.949347211629053}]
[null,null,null,null,null,null,null,null,null,null,null,null,null,null,null,null,null,null,null,null,{"$f":"IF(U137=0,\"\",U137/(SUM($U137:$AG137)))","v":1},"","","","","","","","","","","","",1,null,null,null,null,null,{"$f":"IF(U136=0,\"\",U136)","v":1},"","","","","","","","","","","","",1]
[23,{"$f":"A137","v":23},{"$f":"A137","v":23},"MAR",null,null,null,377.78199999999998,null,0,0.98599999999999999,378.76799999999997,4.4809999999999999,0,0,4.4809999999999999,4.4809999999999999,0,{"$f":"L137-Q137-R137","v":374.28699999999998},{"$f":"IF(S137<0,0,S137)","v":374.28699999999998},{"$f":"K137+H137","v":378.76799999999997},null,null,null,null,null,null,null,null,null,null,null,{"$f":"J137","v":0},378.76799999999997,{"$f":"+Q137","v":4.4809999999999999},{"$f":"(AI137+R137)","v":4.4809999999999999},null,{"$f":"IF(AG137>0,(AI137+R137+AJ137)*AG136,\"\")","v":""},{"$f":"SUM(AI137:AK137)","v":8.9619999999999997},{"$f":"IF(AN136=\"\",\"\",$AM137*AN136)","v":8.9619999999999997},"","","","","","","","","","","","",8.9619999999999997,{"$f":"+U137","v":378.76799999999997},{"$f":"IF(D137=\"MAR\",IF((BB137-AJ137)<0,0,BB137-AJ137),IF(D137=\"C\",IF((BB137-AJ137)<0,0,BB137-AJ137),IF((BB137-AK137)<0,0,BB137-AK137)))","v":374.28699999999998},{"$f":"IF(AG137=0,\"\",IF(AG137-AL137<0,0,AG137-AL137))","v":""},{"$f":"IF(D137=\"MAR\",0,IF(D137=\"C\",0,AJ137))","v":0},{"$f":"IF(T137-BE137<0,0,T137-BE137)","v":374.28699999999998},{"$f":"IF(D137=\"MAR\",IF(AI137+R137+AJ137=0,\"Infinito\",(I137+U137+AG137)/(AI137+R137)),IF(D137=\"C\",IF(AI137+R137+AJ137=0,\"Infinito\",(I137+U137+AG137)/(AI137+R137)),IF(AI137+R137+AJ137=0,\"Infinito\",(I137+U137+AG137)/(AI137+R137+AJ137))))","v":84.527560812318669},{"$f":"IF(BG137<1.4,\"1\", IF(BG137<3,\"2\", IF(BG137<9,\"3\", \"4\")))","v":"4"},{"$f":"IF(BG137<1.4,\"ROJO\", IF(BG137<3,\"AMARILLO\", IF(BG137<9,\"VERDE\", \"AZUL\")))","v":"AZUL"},{"$f":"IF(BG137<1.4,\"Déficit\", IF(BG137<3,\"Equilibrio\", IF(BG137<9,\"Disponibilidad\", \"Abundante\")))","v":"Abundante"},{"$f":"IF(I137+U137+AG137<=0,0,I137+U137+AG137)","v":378.76799999999997},{"$f":"IF(D137=\"MAR\",AI137+R137,IF(D137=\"C\",AI137+R137,AI137+R137+AJ137))","v":4.4809999999999999},{"$f":"BK137/BL137","v":84.527560812318669}]
[null,null,null,null,null,null,null,null,null,null,null,null,null,null,null,null,null,null,null,null,{"$f":"IF(U139=0,\"\",U139/(SUM($U139:$AG139)))","v":1},"","","","","","","","","","","","",1,null,null,null,null,null,{"$f":"IF(U138=0,\"\",U138)","v":1},"","","","","","","","","","","","",1]
[24,{"$f":"A139","v":24},{"$f":"A139","v":24},"MAR",null,null,null,818.17,null,0,4.2,822.37,17.108000000000001,0,0,17.108000000000001,17.108000000000001,0,{"$f":"L139-Q139-R139","v":805.26200000000006},{"$f":"IF(S139<0,0,S139)","v":805.26200000000006},{"$f":"K139+H139","v":822.37},null,null,null,null,null,null,null,null,null,null,null,{"$f":"J139","v":0},822.37,{"$f":"+Q139","v":17.108000000000001},{"$f":"(AI139+R139)","v":17.108000000000001},null,{"$f":"IF(AG139>0,(AI139+R139+AJ139)*AG138,\"\")","v":""},{"$f":"SUM(AI139:AK139)","v":34.216000000000001},{"$f":"IF(AN138=\"\",\"\",$AM139*AN138)","v":34.216000000000001},"","","","","","","","","","","","",34.216000000000001,{"$f":"+U139","v":822.37},{"$f":"IF(D139=\"MAR\",IF((BB139-AJ139)<0,0,BB139-AJ139),IF(D139=\"C\",IF((BB139-AJ139)<0,0,BB139-AJ139),IF((BB139-AK139)<0,0,BB139-AK139)))","v":805.26200000000006},{"$f":"IF(AG139=0,\"\",IF(AG139-AL139<0,0,AG139-AL139))","v":""},{"$f":"IF(D139=\"MAR\",0,IF(D139=\"C\",0,AJ139))","v":0},{"$f":"IF(T139-BE139<0,0,T139-BE139)","v":805.26200000000006},{"$f":"IF(D139=\"MAR\",IF(AI139+R139+AJ139=0,\"Infinito\",(I139+U139+AG139)/(AI139+R139)),IF(D139=\"C\",IF(AI139+R139+AJ139=0,\"Infinito\",(I139+U139+AG139)/(AI139+R139)),IF(AI139+R139+AJ139=0,\"Infinito\",(I139+U139+AG139)/(AI139+R139+AJ139))))","v":48.069324292728545},{"$f":"IF(BG139<1.4,\"1\", IF(BG139<3,\"2\", IF(BG139<9,\"3\", \"4\")))","v":"4"},{"$f":"IF(BG139<1.4,\"ROJO\", IF(BG139<3,\"AMARILLO\", IF(BG139<9,\"VERDE\", \"AZUL\")))","v":"AZUL"},{"$f":"IF(BG139<1.4,\"Déficit\", IF(BG139<3,\"Equilibrio\", IF(BG139<9,\"Disponibilidad\", \"Abundante\")))","v":"Abundante"},{"$f":"IF(I139+U139+AG139<=0,0,I139+U139+AG139)","v":822.37},{"$f":"IF(D139=\"MAR\",AI139+R139,IF(D139=\"C\",AI139+R139,AI139+R139+AJ139))","v":17.108000000000001},{"$f":"BK139/BL139","v":48.069324292728545}]
[null,null,null,null,null,null,null,null,null,null,null,null,null,null,null,null,null,null,null,null,{"$f":"IF(U141=0,\"\",U141/(SUM($U141:$AG141)))","v":1},"","","","","","","","","","","","",1,null,null,null,null,null,{"$f":"IF(U140=0,\"\",U140)","v":1},"","","","","","","","","","","","",1]
[25,{"$f":"A141","v":25},{"$f":"A141","v":25},"MAR",null,null,null,762.75699999999995,null,0,3.7890000000000001,766.54599999999994,9.2490000000000006,0,0,9.2490000000000006,9.2490000000000006,0,{"$f":"L141-Q141-R141","v":757.29699999999991},{"$f":"IF(S141<0,0,S141)","v":757.29699999999991},{"$f":"K141+H141","v":766.54599999999994},null,null,null,null,null,null,null,null,null,null,null,{"$f":"J141","v":0},766.54599999999994,{"$f":"+Q141","v":9.2490000000000006},{"$f":"(AI141+R141)","v":9.2490000000000006},null,{"$f":"IF(AG141>0,(AI141+R141+AJ141)*AG140,\"\")","v":""},{"$f":"SUM(AI141:AK141)","v":18.498000000000001},{"$f":"IF(AN140=\"\",\"\",$AM141*AN140)","v":18.498000000000001},"","","","","","","","","","","","",18.498000000000001,{"$f":"+U141","v":766.54599999999994},{"$f":"IF(D141=\"MAR\",IF((BB141-AJ141)<0,0,BB141-AJ141),IF(D141=\"C\",IF((BB141-AJ141)<0,0,BB141-AJ141),IF((BB141-AK141)<0,0,BB141-AK141)))","v":757.29699999999991},{"$f":"IF(AG141=0,\"\",IF(AG141-AL141<0,0,AG141-AL141))","v":""},{"$f":"IF(D141=\"MAR\",0,IF(D141=\"C\",0,AJ141))","v":0},{"$f":"IF(T141-BE141<0,0,T141-BE141)","v":757.29699999999991},{"$f":"IF(D141=\"MAR\",IF(AI141+R141+AJ141=0,\"Infinito\",(I141+U141+AG141)/(AI141+R141)),IF(D141=\"C\",IF(AI141+R141+AJ141=0,\"Infinito\",(I141+U141+AG141)/(AI141+R141)),IF(AI141+R141+AJ141=0,\"Infinito\",(I141+U141+AG141)/(AI141+R141+AJ141))))","v":82.878797707860301},{"$f":"IF(BG141<1.4,\"1\", IF(BG141<3,\"2\", IF(BG141<9,\"3\", \"4\")))","v":"4"},{"$f":"IF(BG141<1.4,\"ROJO\", IF(BG141<3,\"AMARILLO\", IF(BG141<9,\"VERDE\", \"AZUL\")))","v":"AZUL"},{"$f":"IF(BG141<1.4,\"Déficit\", IF(BG141<3,\"Equilibrio\", IF(BG141<9,\"Disponibilidad\", \"Abundante\")))","v":"Abundante"},{"$f":"IF(I141+U141+AG141<=0,0,I141+U141+AG141)","v":766.54599999999994},{"$f":"IF(D141=\"MAR\",AI141+R141,IF(D141=\"C\",AI141+R141,AI141+R141+AJ141))","v":9.2490000000000006},{"$f":"BK141/BL141","v":82.878797707860301}]
[null,null,null,null,null,null,null,null,null,null,null,null,null,null,null,null,null,null,null,null,{"$f":"IF(U143=0,\"\",U143/(SUM($U143:$AG143)))","v":1},"","","","","","","","","","","","",1,null,null,null,null,null,{"$f":"IF(U142=0,\"\",U142)","v":1},"","","","","","","","","","","","",1]
[26,{"$f":"A143","v":26},{"$f":"A143","v":26},29,null,null,null,{"$f":"C9","v":286.815},null,{"$f":"J9","v":0},{"$f":"I9","v":0.75147665000000008},287.56647664999997,{"$f":"H9","v":2.8295139999999996},{"$f":"L9","v":0},{"$f":"K9","v":0},2.8295139999999996,2.8295139999999996,{"$f":"M9","v":0},{"$f":"L143-Q143-R143","v":284.73696264999995},{"$f":"IF(S143<0,0,S143)","v":284.73696264999995},{"$f":"K143+H143","v":287.56647664999997},null,null,null,null,null,null,null,null,null,null,null,{"$f":"J143","v":0},287.56647664999997,{"$f":"+Q143","v":2.8295139999999996},{"$f":"(AI149+R149+AJ149)*V148","v":1.9783976971708952},{"$f":"(AI143+R143+AJ143)*U142","v":4.8079116971708951},{"$f":"IF(AG143>0,(AI143+R143+AJ143)*AG142,\"\")","v":""},{"$f":"SUM(AI143:AK143)","v":9.6158233943417901},{"$f":"IF(AN142=\"\",\"\",$AM143*AN142)","v":9.6158233943417901},"","","","","","","","","","","","",9.6158233943417901,{"$f":"+U143","v":287.56647664999997},{"$f":"IF(D143=\"MAR\",IF((BB143-AJ143)<0,0,BB143-AJ143),IF(D143=\"C\",IF((BB143-AJ143)<0,0,BB143-AJ143),IF((BB143-AK143)<0,0,BB143-AK143)))","v":282.75856495282909},{"$f":"IF(AG143=0,\"\",IF(AG143-AL143<0,0,AG143-AL143))","v":""},{"$f":"IF(D143=\"MAR\",0,IF(D143=\"C\",0,AJ143))","v":1.9783976971708952},{"$f":"IF(T143-BE143<0,0,T143-BE143)","v":282.75856495282903},{"$f":"IF(D143=\"MAR\",IF(AI143+R143+AJ143=0,\"Infinito\",(I143+U143+AG143)/(AI143+R143)),IF(D143=\"C\",IF(AI143+R143+AJ143=0,\"Infinito\",(I143+U143+AG143)/(AI143+R143)),IF(AI143+R143+AJ143=0,\"Infinito\",(I143+U143+AG143)/(AI143+R143+AJ143))))","v":59.811097782684286},{"$f":"IF(BG143<1.4,\"1\", IF(BG143<3,\"2\", IF(BG143<9,\"3\", \"4\")))","v":"4"},{"$f":"IF(BG143<1.4,\"ROJO\", IF(BG143<3,\"AMARILLO\", IF(BG143<9,\"VERDE\", \"AZUL\")))","v":"AZUL"},{"$f":"IF(BG143<1.4,\"Déficit\", IF(BG143<3,\"Equilibrio\", IF(BG143<9,\"Disponibilidad\", \"Abundante\")))","v":"Abundante"},{"$f":"IF(I143+U143+AG143<=0,0,I143+U143+AG143)","v":287.56647664999997},{"$f":"IF(D143=\"MAR\",AI143+R143,IF(D143=\"C\",AI143+R143,AI143+R143+AJ143))","v":4.8079116971708951},{"$f":"BK143/BL143","v":59.811097782684286},{"$f":"SUM(BC143:BD143)","v":282.75856495282909}]
[null,null,null,null,null,null,null,null,null,null,null,null,null,null,null,null,null,null,null,null,{"$f":"IF(U145=0,\"\",U145/(SUM($U145:$AG145)))","v":1},"","","","","","","","","","","","",1,null,null,null,null,null,null,{"$f":"IF(V144=0,\"\",V144)","v":""},"","","","","","","","","","",""]
[27,{"$f":"A145","v":27},{"$f":"A145","v":27},30,null,null,null,{"$f":"C10","v":947.35},null,{"$f":"J10","v":0},{"$f":"I10","v":0.55520664000000008},947.90520664000007,{"$f":"H10","v":0.82500016000000009},{"$f":"L10","v":0},{"$f":"K10","v":0},0.82500016000000009,0.82500016000000009,{"$f":"M10","v":0},{"$f":"L145-Q145-R145","v":947.08020648000013},{"$f":"IF(S145<0,0,S145)","v":947.08020648000013},{"$f":"K145+H145","v":947.90520664000007},null,null,null,null,null,null,null,null,null,null,null,{"$f":"J145","v":0},947.90520664000007,{"$f":"+Q145","v":0.82500016000000009},{"$f":"(AI151+R151+AJ151)*V150","v":0.54997120932356103},{"$f":"(AI145+R145+AJ145)*U144","v":1.374971369323561},{"$f":"IF(AG145>0,(AI145+R145+AJ145)*AG144,\"\")","v":""},{"$f":"SUM(AI145:AK145)","v":2.749942738647122},{"$f":"IF(AN144=\"\",\"\",$AM145*AN144)","v":""},"","","","","","","","","","","","",{"$f":"SUM(AN145:AZ145)","v":0},{"$f":"+U145","v":947.90520664000007},{"$f":"IF(D145=\"MAR\",IF((BB145-AJ145)<0,0,BB145-AJ145),IF(D145=\"C\",IF((BB145-AJ145)<0,0,BB145-AJ145),IF((BB145-AK145)<0,0,BB145-AK145)))","v":946.53023527067649},{"$f":"IF(AG145=0,\"\",IF(AG145-AL145<0,0,AG145-AL145))","v":""},{"$f":"IF(D145=\"MAR\",0,IF(D145=\"C\",0,AJ145))","v":0.54997120932356103},{"$f":"IF(T145-BE145<0,0,T145-BE145)","v":946.5302352706766},{"$f":"IF(D145=\"MAR\",IF(AI145+R145+AJ145=0,\"Infinito\",(I145+U145+AG145)/(AI145+R145)),IF(D145=\"C\",IF(AI145+R145+AJ145=0,\"Infinito\",(I145+U145+AG145)/(AI145+R145)),IF(AI145+R145+AJ145=0,\"Infinito\",(I145+U145+AG145)/(AI145+R145+AJ145))))","v":689.39995972886118},{"$f":"IF(BG145<1.4,\"1\", IF(BG145<3,\"2\", IF(BG145<9,\"3\", \"4\")))","v":"4"},{"$f":"IF(BG145<1.4,\"ROJO\", IF(BG145<3,\"AMARILLO\", IF(BG145<9,\"VERDE\", \"AZUL\")))","v":"AZUL"},{"$f":"IF(BG145<1.4,\"Déficit\", IF(BG145<3,\"Equilibrio\", IF(BG145<9,\"Disponibilidad\", \"Abundante\")))","v":"Abundante"},{"$f":"IF(I145+U145+AG145<=0,0,I145+U145+AG145)","v":947.90520664000007},{"$f":"IF(D145=\"MAR\",AI145+R145,IF(D145=\"C\",AI145+R145,AI145+R145+AJ145))","v":1.374971369323561},{"$f":"BK145/BL145","v":689.39995972886118},946.53023527067649]
[null,null,null,null,null,null,null,null,null,null,null,null,null,null,null,null,null,null,null,null,{"$f":"IF(U147=0,\"\",U147/(SUM($U147:$AG147)))","v":1},"","","","","","","","","","","","",1,null,null,null,null,null,null,{"$f":"IF(V146=0,\"\",V146)","v":""},"","","","","","","","","","",""]
[28,{"$f":"A147","v":28},{"$f":"A147","v":28},30,null,null,null,{"$f":"C11","v":893.95100000000002},null,{"$f":"J11","v":0},{"$f":"I11","v":0.19115484000000002},894.14215483999999,{"$f":"H11","v":0.25487312000000001},{"$f":"L11","v":0},{"$f":"K11","v":0},0.25487312000000001,0.25487312000000001,{"$f":"M11","v":0},{"$f":"L147-Q147-R147","v":893.88728172000003},{"$f":"IF(S147<0,0,S147)","v":893.88728172000003},{"$f":"K147+H147","v":894.14215483999999},null,null,null,null,null,null,null,null,null,null,null,{"$f":"J147","v":0},894.14215483999999,{"$f":"+Q147","v":0.25487312000000001},{"$f":"(AI151+R151+AJ151)*W150","v":0.51908198055755761},{"$f":"(AI147+R147+AJ147)*U146","v":0.77395510055755756},{"$f":"IF(AG147>0,(AI147+R147+AJ147)*AG146,\"\")","v":""},{"$f":"SUM(AI147:AK147)","v":1.5479102011151151},{"$f":"IF(AN146=\"\",\"\",$AM147*AN146)","v":""},"","","","","","","","","","","","",{"$f":"SUM(AN147:AZ147)","v":0},{"$f":"+U147","v":894.14215483999999},{"$f":"IF(D147=\"MAR\",IF((BB147-AJ147)<0,0,BB147-AJ147),IF(D147=\"C\",IF((BB147-AJ147)<0,0,BB147-AJ147),IF((BB147-AK147)<0,0,BB147-AK147)))","v":893.36819973944239},{"$f":"IF(AG147=0,\"\",IF(AG147-AL147<0,0,AG147-AL147))","v":""},{"$f":"IF(D147=\"MAR\",0,IF(D147=\"C\",0,AJ147))","v":0.51908198055755761},{"$f":"IF(T147-BE147<0,0,T147-BE147)","v":893.3681997394425},{"$f":"IF(D147=\"MAR\",IF(AI147+R147+AJ147=0,\"Infinito\",(I147+U147+AG147)/(AI147+R147)),IF(D147=\"C\",IF(AI147+R147+AJ147=0,\"Infinito\",(I147+U147+AG147)/(AI147+R147)),IF(AI147+R147+AJ147=0,\"Infinito\",(I147+U147+AG147)/(AI147+R147+AJ147))))","v":1155.2894401701851},{"$f":"IF(BG147<1.4,\"1\", IF(BG147<3,\"2\", IF(BG147<9,\"3\", \"4\")))","v":"4"},{"$f":"IF(BG147<1.4,\"ROJO\", IF(BG147<3,\"AMARILLO\", IF(BG147<9,\"VERDE\", \"AZUL\")))","v":"AZUL"},{"$f":"IF(BG147<1.4,\"Déficit\", IF(BG147<3,\"Equilibrio\", IF(BG147<9,\"Disponibilidad\", \"Abundante\")))","v":"Abundante"},{"$f":"IF(I147+U147+AG147<=0,0,I147+U147+AG147)","v":894.14215483999999},{"$f":"IF(D147=\"MAR\",AI147+R147,IF(D147=\"C\",AI147+R147,AI147+R147+AJ147))","v":0.77395510055755756},{"$f":"BK147/BL147","v":1155.2894401701851},893.36819973944239]
[null,null,null,null,null,null,null,null,null,null,null,null,null,null,null,null,null,null,null,null,{"$f":"IF(U149=0,\"\",U149/(SUM($U149:$AG149)))","v":0.66793747658409597},0.33206252341590409,"","","","","","","","","","","",1,null,null,null,null,null,{"$f":"IF(U148=0,\"\",U148)","v":0.66793747658409597},0.33206252341590409,"","","","","","","","","","",""]
[29,{"$f":"A149","v":29},{"$f":"A149","v":29},31,null,null,null,{"$f":"C12","v":570.57000000000005},{"$f":"T143","v":284.73696264999995},{"$f":"J12","v":0},{"$f":"I12","v":2.1730074500000001},857.47997010000006,{"$f":"H12","v":5.4914079999999998},{"$f":"L12","v":0},{"$f":"K12","v":0},5.4914079999999998,5.4914079999999998,{"$f":"M12","v":0},{"$f":"L149-Q149-R149","v":851.98856210000008},{"$f":"IF(S149<0,0,S149)","v":851.98856210000008},{"$f":"K149+H149","v":572.74300745000005},{"$f":"T143","v":284.73696264999995},null,null,null,null,null,null,null,null,null,null,{"$f":"J149","v":0},857.47997009999995,{"$f":"+Q149","v":5.4914079999999998},{"$f":"(AI153+R153)*V152","v":0.46649919416107477},{"$f":"(AI149+R149+AJ149)*U148","v":3.9795094969901794},{"$f":"IF(AG149>0,(AI149+R149+AJ149)*AG148,\"\")","v":""},{"$f":"SUM(AI149:AK149)","v":9.9374166911512543},{"$f":"IF(AN148=\"\",\"\",$AM149*AN148)","v":6.6375730284522456},3.2998436626990095,"","","","","","","","","","","",{"$f":"SUM(AN149:AZ149)","v":9.937416691151256},{"$f":"+U149","v":572.74300745000005},{"$f":"IF(D149=\"MAR\",IF((BB149-AJ149)<0,0,BB149-AJ149),IF(D149=\"C\",IF((BB149-AJ149)<0,0,BB149-AJ149),IF((BB149-AK149)<0,0,BB149-AK149)))","v":568.76349795300985},{"$f":"IF(AG149=0,\"\",IF(AG149-AL149<0,0,AG149-AL149))","v":""},{"$f":"IF(D149=\"MAR\",0,IF(D149=\"C\",0,AJ149))","v":0.46649919416107477},{"$f":"IF(T149-BE149<0,0,T149-BE149)","v":851.52206290583899},{"$f":"IF(D149=\"MAR\",IF(AI149+R149+AJ149=0,\"Infinito\",(I149+U149+AG149)/(AI149+R149)),IF(D149=\"C\",IF(AI149+R149+AJ149=0,\"Infinito\",(I149+U149+AG149)/(AI149+R149)),IF(AI149+R149+AJ149=0,\"Infinito\",(I149+U149+AG149)/(AI149+R149+AJ149))))","v":143.92301560862776},{"$f":"IF(BG149<1.4,\"1\", IF(BG149<3,\"2\", IF(BG149<9,\"3\", \"4\")))","v":"4"},{"$f":"IF(BG149<1.4,\"ROJO\", IF(BG149<3,\"AMARILLO\", IF(BG149<9,\"VERDE\", \"AZUL\")))","v":"AZUL"},{"$f":"IF(BG149<1.4,\"Déficit\", IF(BG149<3,\"Equilibrio\", IF(BG149<9,\"Disponibilidad\", \"Abundante\")))","v":"Abundante"},{"$f":"IF(I149+U149+AG149<=0,0,I149+U149+AG149)","v":857.47997009999995},{"$f":"IF(D149=\"MAR\",AI149+R149,IF(D149=\"C\",AI149+R149,AI149+R149+AJ149))","v":5.9579071941610744},{"$f":"BK149/BL149","v":143.92301560862776},568.76349795300985]
[null,null,null,null,null,null,null,null,null,null,null,null,null,null,null,null,null,null,null,null,{"$f":"IF(U151=0,\"\",U151/(SUM($U151:$AG151)))","v":0.12394480527861414},0.45068396917527204,0.42537122554611384,"","","","","","","","","","",1,null,null,null,null,null,{"$f":"IF(U150=0,\"\",U150)","v":0.12394480527861414},0.45068396917527204,0.42537122554611384,"","","","","","","","","","",1]
[30,{"$f":"A151","v":30},{"$f":"A151","v":30},31,null,null,null,{"$f":"C13","v":260.40600000000001},{"$f":"T145+T147","v":1840.9674882000002},{"$f":"J13","v":0},{"$f":"I13","v":5.5165260000000001E-2},2101.4286534600005,{"$f":"H13","v":6.9722000000000006E-2},{"$f":"L13","v":0},{"$f":"K13","v":0},6.9722000000000006E-2,6.9722000000000006E-2,{"$f":"M13","v":0},{"$f":"L151-Q151-R151","v":2101.3589314600003},{"$f":"IF(S151<0,0,S151)","v":2101.3589314600003},{"$f":"K151+H151","v":260.46116526000003},{"$f":"T145","v":947.08020648000013},{"$f":"+T147","v":893.88728172000003},null,null,null,null,null,null,null,null,null,{"$f":"J151","v":0},2101.4286534600001,{"$f":"+Q151","v":6.9722000000000006E-2},{"$f":"(AI153+R153)*W152","v":1.1505814652640949},{"$f":"(AI151+R151+AJ151)*U150","v":0.15125027538297631},{"$f":"IF(AG151>0,(AI151+R151+AJ151)*AG150,\"\")","v":""},{"$f":"SUM(AI151:AK151)","v":1.3715537406470713},{"$f":"IF(AN150=\"\",\"\",$AM151*AN150)","v":0.16999696131365608},0.61813728377201371,0.58341949556140149,"","","","","","","","","","",1.3715537406470713,{"$f":"+U151","v":260.46116526000003},{"$f":"IF(D151=\"MAR\",IF((BB151-AJ151)<0,0,BB151-AJ151),IF(D151=\"C\",IF((BB151-AJ151)<0,0,BB151-AJ151),IF((BB151-AK151)<0,0,BB151-AK151)))","v":260.30991498461708},{"$f":"IF(AG151=0,\"\",IF(AG151-AL151<0,0,AG151-AL151))","v":""},{"$f":"IF(D151=\"MAR\",0,IF(D151=\"C\",0,AJ151))","v":1.1505814652640949},{"$f":"IF(T151-BE151<0,0,T151-BE151)","v":2100.2083499947362},{"$f":"IF(D151=\"MAR\",IF(AI151+R151+AJ151=0,\"Infinito\",(I151+U151+AG151)/(AI151+R151)),IF(D151=\"C\",IF(AI151+R151+AJ151=0,\"Infinito\",(I151+U151+AG151)/(AI151+R151)),IF(AI151+R151+AJ151=0,\"Infinito\",(I151+U151+AG151)/(AI151+R151+AJ151))))","v":1722.054155607281},{"$f":"IF(BG151<1.4,\"1\", IF(BG151<3,\"2\", IF(BG151<9,\"3\", \"4\")))","v":"4"},{"$f":"IF(BG151<1.4,\"ROJO\", IF(BG151<3,\"AMARILLO\", IF(BG151<9,\"VERDE\", \"AZUL\")))","v":"AZUL"},{"$f":"IF(BG151<1.4,\"Déficit\", IF(BG151<3,\"Equilibrio\", IF(BG151<9,\"Disponibilidad\", \"Abundante\")))","v":"Abundante"},{"$f":"IF(I151+U151+AG151<=0,0,I151+U151+AG151)","v":2101.4286534600001},{"$f":"IF(D151=\"MAR\",AI151+R151,IF(D151=\"C\",AI151+R151,AI151+R151+AJ151))","v":1.2203034652640949},{"$f":"BK151/BL151","v":1722.054155607281},260.30991498461708]
[null,null,null,null,null,null,null,null,null,null,null,null,null,null,null,null,null,null,null,null,{"$f":"IF(U153=0,\"\",U153/(SUM($U153:$AG153)))","v":0.27701936730271037},0.20856713645146205,0.51441349624582755,"","","","","","","","","","",{"$f":"SUM(U152:AG152)","v":1},null,null,null,null,null,{"$f":"IF(U152=0,\"\",U152)","v":0.27701936730271037},0.20856713645146205,0.51441349624582755,"","","","","","","","","","",1]
[31,{"$f":"A153","v":31},{"$f":"A153","v":31},"MAR",null,null,null,{"$f":"C14","v":1130.692},{"$f":"T149+T151","v":2953.3474935600007},{"$f":"J14","v":0},{"$f":"I14","v":0.92123705},4084.9607306100006,{"$f":"H14","v":2.2366859999999997},{"$f":"L14","v":0},{"$f":"K14","v":0},2.2366859999999997,2.2366859999999997,{"$f":"M14","v":0},{"$f":"L153-Q153-R153","v":4082.7240446100004},{"$f":"IF(S153<0,0,S153)","v":4082.7240446100004},{"$f":"K153+H153","v":1131.61323705},{"$f":"T149","v":851.98856210000008},{"$f":"+T151","v":2101.3589314600003},null,null,null,null,null,null,null,null,null,{"$f":"J153","v":0},{"$f":"SUM(U153:AG153)","v":4084.9607306100006},{"$f":"+Q153","v":2.2366859999999997},{"$f":"(AI153+R153)*U152","v":0.61960534057482997},null,{"$f":"IF(AG153>0,(AI153+R153+AJ153)*AG152,\"\")","v":""},{"$f":"SUM(AI153:AK153)","v":2.8562913405748298},{"$f":"IF(AN152=\"\",\"\",$AM153*AN152)","v":0.79124801999824979},0.59572850577479997,1.4693148148017801,"","","","","","","","","","",2.8562913405748298,{"$f":"+U153","v":1131.61323705},{"$f":"IF(D153=\"MAR\",IF((BB153-AJ153)<0,0,BB153-AJ153),IF(D153=\"C\",IF((BB153-AJ153)<0,0,BB153-AJ153),IF((BB153-AK153)<0,0,BB153-AK153)))","v":1130.993631709425},{"$f":"IF(AG153=0,\"\",IF(AG153-AL153<0,0,AG153-AL153))","v":""},{"$f":"IF(D153=\"MAR\",0,IF(D153=\"C\",0,AJ153))","v":0},{"$f":"IF(T153-BE153<0,0,T153-BE153)","v":4082.7240446100004},{"$f":"IF(D153=\"MAR\",IF(AI153+R153+AJ153=0,\"Infinito\",(I153+U153+AG153)/(AI153+R153)),IF(D153=\"C\",IF(AI153+R153+AJ153=0,\"Infinito\",(I153+U153+AG153)/(AI153+R153)),IF(AI153+R153+AJ153=0,\"Infinito\",(I153+U153+AG153)/(AI153+R153+AJ153))))","v":1826.345195798606},{"$f":"IF(BG153<1.4,\"1\", IF(BG153<3,\"2\", IF(BG153<9,\"3\", \"4\")))","v":"4"},{"$f":"IF(BG153<1.4,\"ROJO\", IF(BG153<3,\"AMARILLO\", IF(BG153<9,\"VERDE\", \"AZUL\")))","v":"AZUL"},{"$f":"IF(BG153<1.4,\"Déficit\", IF(BG153<3,\"Equilibrio\", IF(BG153<9,\"Disponibilidad\", \"Abundante\")))","v":"Abundante"},{"$f":"IF(I153+U153+AG153<=0,0,I153+U153+AG153)","v":4084.9607306100006},{"$f":"IF(D153=\"MAR\",AI153+R153,IF(D153=\"C\",AI153+R153,AI153+R153+AJ153))","v":2.2366859999999997},{"$f":"BK153/BL153","v":1826.345195798606},1130.993631709425]
[null,null,null,null,null,null,null,null,null,null,null,null,null,null,null,null,null,null,null,null,{"$f":"IF(U155=0,\"\",U155/(SUM($U155:$AG155)))","v":1},"","","","","","","","","","","","",1,null,null,null,null,null,{"$f":"IF(U154=0,\"\",U154)","v":1},"","","","","","","","","","","","",1]
[32,{"$f":"A155","v":32},{"$f":"A155","v":32},"MAR",null,null,null,{"$f":"$C$15","v":481.37200000000001},null,{"$f":"J15","v":0},{"$f":"I15","v":2.6721109439999999},484.04411094400001,{"$f":"H15","v":7.3825127199999994},{"$f":"L15","v":0},{"$f":"K15","v":0},7.3825127199999994,7.3825127199999994,{"$f":"M15","v":0},{"$f":"L155-Q155-R155","v":476.66159822399999},{"$f":"IF(S155<0,0,S155)","v":476.66159822399999},{"$f":"K155+H155","v":484.04411094400001},null,null,null,null,null,null,null,null,null,null,null,{"$f":"J155","v":0},484.04411094400001,{"$f":"+Q155","v":7.3825127199999994},{"$f":"(AI155+R155)","v":7.3825127199999994},null,{"$f":"IF(AG155>0,(AI155+R155+AJ155)*AG154,\"\")","v":""},{"$f":"SUM(AI155:AK155)","v":14.765025439999999},{"$f":"IF(AN154=\"\",\"\",$AM155*AN154)","v":14.765025439999999},"","","","","","","","","","","","",14.765025439999999,{"$f":"+U155","v":484.04411094400001},{"$f":"IF(D155=\"MAR\",IF((BB155-AJ155)<0,0,BB155-AJ155),IF(D155=\"C\",IF((BB155-AJ155)<0,0,BB155-AJ155),IF((BB155-AK155)<0,0,BB155-AK155)))","v":476.66159822399999},{"$f":"IF(AG155=0,\"\",IF(AG155-AL155<0,0,AG155-AL155))","v":""},{"$f":"IF(D155=\"MAR\",0,IF(D155=\"C\",0,AJ155))","v":0},{"$f":"IF(T155-BE155<0,0,T155-BE155)","v":476.66159822399999},{"$f":"IF(D155=\"MAR\",IF(AI155+R155+AJ155=0,\"Infinito\",(I155+U155+AG155)/(AI155+R155)),IF(D155=\"C\",IF(AI155+R155+AJ155=0,\"Infinito\",(I155+U155+AG155)/(AI155+R155)),IF(AI155+R155+AJ155=0,\"Infinito\",(I155+U155+AG155)/(AI155+R155+AJ155))))","v":65.566309101327235},{"$f":"IF(BG155<1.4,\"1\", IF(BG155<3,\"2\", IF(BG155<9,\"3\", \"4\")))","v":"4"},{"$f":"IF(BG155<1.4,\"ROJO\", IF(BG155<3,\"AMARILLO\", IF(BG155<9,\"VERDE\", \"AZUL\")))","v":"AZUL"},{"$f":"IF(BG155<1.4,\"Déficit\", IF(BG155<3,\"Equilibrio\", IF(BG155<9,\"Disponibilidad\", \"Abundante\")))","v":"Abundante"},{"$f":"IF(I155+U155+AG155<=0,0,I155+U155+AG155)","v":484.04411094400001},{"$f":"IF(D155=\"MAR\",AI155+R155,IF(D155=\"C\",AI155+R155,AI155+R155+AJ155))","v":7.3825127199999994},{"$f":"BK155/BL155","v":65.566309101327235},476.66159822399999]
[null,null,null,null,null,null,null,null,null,null,null,null,null,null,null,null,null,null,null,null,{"$f":"IF(U157=0,\"\",U157/(SUM($U157:$AG157)))","v":1},"","","","","","","","","","","","",1,null,null,null,null,null,{"$f":"IF(U156=0,\"\",U156)","v":1},"","","","","","","","","","","","",1]
[33,{"$f":"A157","v":33},{"$f":"A157","v":33},"MAR",null,null,null,{"$f":"C16","v":898.61199999999997},null,{"$f":"J16","v":0},{"$f":"I16","v":17.281449527499998},915.89344952749991,{"$f":"H16","v":19.89978039},{"$f":"L16","v":0},{"$f":"K16","v":0},19.89978039,19.89978039,{"$f":"M16","v":0},{"$f":"L157-Q157-R157","v":895.99366913749986},{"$f":"IF(S157<0,0,S157)","v":895.99366913749986},{"$f":"K157+H157","v":915.89344952749991},null,null,null,null,null,null,null,null,null,null,null,{"$f":"J157","v":0},915.89344952749991,{"$f":"+Q157","v":19.89978039},{"$f":"(AI157+R157)","v":19.89978039},null,{"$f":"IF(AG157>0,(AI157+R157+AJ157)*AG156,\"\")","v":""},{"$f":"SUM(AI157:AK157)","v":39.79956078},{"$f":"IF(AN156=\"\",\"\",$AM157*AN156)","v":39.79956078},"","","","","","","","","","","","",39.79956078,{"$f":"+U157","v":915.89344952749991},{"$f":"IF(D157=\"MAR\",IF((BB157-AJ157)<0,0,BB157-AJ157),IF(D157=\"C\",IF((BB157-AJ157)<0,0,BB157-AJ157),IF((BB157-AK157)<0,0,BB157-AK157)))","v":895.99366913749986},{"$f":"IF(AG157=0,\"\",IF(AG157-AL157<0,0,AG157-AL157))","v":""},{"$f":"IF(D157=\"MAR\",0,IF(D157=\"C\",0,AJ157))","v":0},{"$f":"IF(T157-BE157<0,0,T157-BE157)","v":895.99366913749986},{"$f":"IF(D157=\"MAR\",IF(AI157+R157+AJ157=0,\"Infinito\",(I157+U157+AG157)/(AI157+R157)),IF(D157=\"C\",IF(AI157+R157+AJ157=0,\"Infinito\",(I157+U157+AG157)/(AI157+R157)),IF(AI157+R157+AJ157=0,\"Infinito\",(I157+U157+AG157)/(AI157+R157+AJ157))))","v":46.025304379125359},{"$f":"IF(BG157<1.4,\"1\", IF(BG157<3,\"2\", IF(BG157<9,\"3\", \"4\")))","v":"4"},{"$f":"IF(BG157<1.4,\"ROJO\", IF(BG157<3,\"AMARILLO\", IF(BG157<9,\"VERDE\", \"AZUL\")))","v":"AZUL"},{"$f":"IF(BG157<1.4,\"Déficit\", IF(BG157<3,\"Equilibrio\", IF(BG157<9,\"Disponibilidad\", \"Abundante\")))","v":"Abundante"},{"$f":"IF(I157+U157+AG157<=0,0,I157+U157+AG157)","v":915.89344952749991},{"$f":"IF(D157=\"MAR\",AI157+R157,IF(D157=\"C\",AI157+R157,AI157+R157+AJ157))","v":19.89978039},{"$f":"BK157/BL157","v":46.025304379125359},895.99366913749986]
[null,null,null,null,null,null,null,null,null,null,null,null,null,null,null,null,null,null,null,null,1,"","","","","","","","","","","","",{"$f":"SUM(U158:AG158)","v":1},null,null,null,null,null,{"$f":"IF(U158=0,\"\",U158)","v":1},"","","","","","","","","","","","",{"$f":"SUM(AN158:AZ158)","v":1}]
[null,null,null,"MAR",null,null,null,{"$f":"C17","v":542.39700000000005},null,{"$f":"J17","v":0},{"$f":"I17","v":2.3825824500000001},{"$f":"SUM(H159:K159)","v":544.77958245000002},{"$f":"H17","v":3.0003444500000001},{"$f":"L17","v":0},{"$f":"K17","v":0},{"$f":"SUM(M159:O159)","v":3.0003444500000001},3.0003444500000001,{"$f":"M17","v":0},{"$f":"L159-Q159-R159","v":541.77923800000008},{"$f":"IF(S159<0,0,S159)","v":541.77923800000008},{"$f":"K159+H159","v":544.77958245000002},null,null,null,null,null,null,null,null,null,null,null,{"$f":"J159","v":0},{"$f":"SUM(U159:AG159)","v":544.77958245000002},{"$f":"+Q159","v":3.0003444500000001},{"$f":"(AI159+R159)","v":3.0003444500000001},null,{"$f":"IF(AG159>0,(AI159+R159+AJ159)*AG158,\"\")","v":""},{"$f":"SUM(AI159:AK159)","v":6.0006889000000001},{"$f":"IF(AN158=\"\",\"\",$AM159*AN158)","v":6.0006889000000001},"","","","","","","","","","","","",{"$f":"SUM(AN159:AZ159)","v":6.0006889000000001},{"$f":"+U159","v":544.77958245000002},{"$f":"IF(D159=\"MAR\",IF((BB159-AJ159)<0,0,BB159-AJ159),IF(D159=\"C\",IF((BB159-AJ159)<0,0,BB159-AJ159),IF((BB159-AK159)<0,0,BB159-AK159)))","v":541.77923800000008},{"$f":"IF(AG159=0,\"\",IF(AG159-AL159<0,0,AG159-AL159))","v":""},{"$f":"IF(D159=\"MAR\",0,IF(D159=\"C\",0,AJ159))","v":0},{"$f":"IF(T159-BE159<0,0,T159-BE159)","v":541.77923800000008},{"$f":"IF(D159=\"MAR\",IF(AI159+R159+AJ159=0,\"Infinito\",(I159+U159+AG159)/(AI159+R159)),IF(D159=\"C\",IF(AI159+R159+AJ159=0,\"Infinito\",(I159+U159+AG159)/(AI159+R159)),IF(AI159+R159+AJ159=0,\"Infinito\",(I159+U159+AG159)/(AI159+R159+AJ159))))","v":181.57234661840243},{"$f":"IF(BG159<1.4,\"1\", IF(BG159<3,\"2\", IF(BG159<9,\"3\", \"4\")))","v":"4"},{"$f":"IF(BG159<1.4,\"ROJO\", IF(BG159<3,\"AMARILLO\", IF(BG159<9,\"VERDE\", \"AZUL\")))","v":"AZUL"},{"$f":"IF(BG159<1.4,\"Déficit\", IF(BG159<3,\"Equilibrio\", IF(BG159<9,\"Disponibilidad\", \"Abundante\")))","v":"Abundante"},{"$f":"IF(I159+U159+AG159<=0,0,I159+U159+AG159)","v":544.77958245000002},{"$f":"IF(D159=\"MAR\",AI159+R159,IF(D159=\"C\",AI159+R159,AI159+R159+AJ159))","v":3.0003444500000001},{"$f":"BK159/BL159","v":181.57234661840243},541.77923800000008]
[null,null,null,null,null,null,null,null,null,null,null,null,null,null,null,null,null,null,null,null,{"$f":"IF(U161=0,\"\",U161/(SUM($U161:$AG161)))","v":1},"","","","","","","","","","","","",1,null,null,null,null,null,{"$f":"IF(U160=0,\"\",U160)","v":1},"","","","","","","","","","","","",1]
[34,{"$f":"A161","v":34},{"$f":"A161","v":34},41,null,null,null,207.79300000000001,null,0,1.097,{"$f":"SUM(H161:K161)","v":208.89000000000001},2.367,0,0,{"$f":"SUM(M161:O161)","v":2.367},{"$f":"+P161","v":2.367},0,{"$f":"L161-Q161-R161","v":206.52300000000002},{"$f":"IF(S161<0,0,S161)","v":206.52300000000002},{"$f":"K161+H161","v":208.89000000000001},null,null,null,null,null,null,null,null,null,null,null,{"$f":"J161","v":0},208.89000000000001,{"$f":"+Q161","v":2.367},{"$f":"(AI175+R175+AJ175)*V174","v":192.54960995896593},{"$f":"(AI161+R161+AJ161)*U160","v":194.91660995896592},{"$f":"IF(AG161>0,(AI161+R161+AJ161)*AG160,\"\")","v":""},{"$f":"SUM(AI161:AK161)","v":389.83321991793184},{"$f":"IF(AN160=\"\",\"\",$AM161*AN160)","v":389.83321991793184},"","","","","","","","","","","","",389.83321991793184,{"$f":"+U161","v":208.89000000000001},{"$f":"IF(D161=\"MAR\",IF((BB161-AJ161)<0,0,BB161-AJ161),IF(D161=\"C\",IF((BB161-AJ161)<0,0,BB161-AJ161),IF((BB161-AK161)<0,0,BB161-AK161)))","v":13.973390041034094},{"$f":"IF(AG161=0,\"\",IF(AG161-AL161<0,0,AG161-AL161))","v":""},{"$f":"IF(D161=\"MAR\",0,IF(D161=\"C\",0,AJ161))","v":192.54960995896593},{"$f":"IF(T161-BE161<0,0,T161-BE161)","v":13.973390041034094},{"$f":"IF(D161=\"MAR\",IF(AI161+R161+AJ161=0,\"Infinito\",(I161+U161+AG161)/(AI161+R161)),IF(D161=\"C\",IF(AI161+R161+AJ161=0,\"Infinito\",(I161+U161+AG161)/(AI161+R161)),IF(AI161+R161+AJ161=0,\"Infinito\",(I161+U161+AG161)/(AI161+R161+AJ161))))","v":1.0716890676683521},{"$f":"IF(BG161<1.4,\"1\", IF(BG161<3,\"2\", IF(BG161<9,\"3\", \"4\")))","v":"1"},{"$f":"IF(BG161<1.4,\"ROJO\", IF(BG161<3,\"AMARILLO\", IF(BG161<9,\"VERDE\", \"AZUL\")))","v":"ROJO"},{"$f":"IF(BG161<1.4,\"Déficit\", IF(BG161<3,\"Equilibrio\", IF(BG161<9,\"Disponibilidad\", \"Abundante\")))","v":"Déficit"},{"$f":"IF(I161+U161+AG161<=0,0,I161+U161+AG161)","v":208.89000000000001},{"$f":"IF(D161=\"MAR\",AI161+R161,IF(D161=\"C\",AI161+R161,AI161+R161+AJ161))","v":194.91660995896592},{"$f":"BK161/BL161","v":1.0716890676683521}]
[null,null,null,null,null,null,null,null,null,null,null,null,null,null,null,null,null,null,null,null,{"$f":"IF(U163=0,\"\",U163/(SUM($U163:$AG163)))","v":1},"","","","","","","","","","","","",1,null,null,null,null,null,{"$f":"IF(U162=0,\"\",U162)","v":1},"","","","","","","","","","","","",1]
[35,{"$f":"A163","v":35},{"$f":"A163","v":35},41,null,null,null,1370.5740000000001,null,0,0,1370.5740000000001,0,0,0,0,0,0,{"$f":"L163-Q163-R163","v":1370.5740000000001},{"$f":"IF(S163<0,0,S163)","v":1370.5740000000001},{"$f":"K163+H163","v":1370.5740000000001},null,null,null,null,null,null,null,null,null,null,null,{"$f":"J163","v":0},1370.5740000000001,{"$f":"+Q163","v":0},{"$f":"(AI175+R175+AJ175)*W174","v":1277.840672079622},{"$f":"(AI163+R163+AJ163)*U162","v":1277.840672079622},{"$f":"IF(AG163>0,(AI163+R163+AJ163)*AG162,\"\")","v":""},{"$f":"SUM(AI163:AK163)","v":2555.681344159244},{"$f":"IF(AN162=\"\",\"\",$AM163*AN162)","v":2555.681344159244},"","","","","","","","","","","","",2555.681344159244,{"$f":"+U163","v":1370.5740000000001},{"$f":"IF(D163=\"MAR\",IF((BB163-AJ163)<0,0,BB163-AJ163),IF(D163=\"C\",IF((BB163-AJ163)<0,0,BB163-AJ163),IF((BB163-AK163)<0,0,BB163-AK163)))","v":92.733327920378088},{"$f":"IF(AG163=0,\"\",IF(AG163-AL163<0,0,AG163-AL163))","v":""},{"$f":"IF(D163=\"MAR\",0,IF(D163=\"C\",0,AJ163))","v":1277.840672079622},{"$f":"IF(T163-BE163<0,0,T163-BE163)","v":92.733327920378088},{"$f":"IF(D163=\"MAR\",IF(AI163+R163+AJ163=0,\"Infinito\",(I163+U163+AG163)/(AI163+R163)),IF(D163=\"C\",IF(AI163+R163+AJ163=0,\"Infinito\",(I163+U163+AG163)/(AI163+R163)),IF(AI163+R163+AJ163=0,\"Infinito\",(I163+U163+AG163)/(AI163+R163+AJ163))))","v":1.0725703367771657},{"$f":"IF(BG163<1.4,\"1\", IF(BG163<3,\"2\", IF(BG163<9,\"3\", \"4\")))","v":"1"},{"$f":"IF(BG163<1.4,\"ROJO\", IF(BG163<3,\"AMARILLO\", IF(BG163<9,\"VERDE\", \"AZUL\")))","v":"ROJO"},{"$f":"IF(BG163<1.4,\"Déficit\", IF(BG163<3,\"Equilibrio\", IF(BG163<9,\"Disponibilidad\", \"Abundante\")))","v":"Déficit"},{"$f":"IF(I163+U163+AG163<=0,0,I163+U163+AG163)","v":1370.5740000000001},{"$f":"IF(D163=\"MAR\",AI163+R163,IF(D163=\"C\",AI163+R163,AI163+R163+AJ163))","v":1277.840672079622},{"$f":"BK163/BL163","v":1.0725703367771657}]
[null,null,null,null,null,null,null,null,null,null,null,null,null,null,null,null,null,null,null,null,{"$f":"IF(U165=0,\"\",U165/(SUM($U165:$AG165)))","v":1},"","","","","","","","","","","","",1,null,null,null,null,null,{"$f":"IF(U164=0,\"\",U164)","v":1},"","","","","","","","","","","","",1]
[36,{"$f":"A165","v":36},{"$f":"A165","v":36},42,null,null,null,2212.9250000000002,null,0,0,2212.9250000000002,0,0,0,0,0,0,{"$f":"L165-Q165-R165","v":2212.9250000000002},{"$f":"IF(S165<0,0,S165)","v":2212.9250000000002},{"$f":"K165+H165","v":2212.9250000000002},null,null,null,null,null,null,null,null,null,null,null,{"$f":"J165","v":0},2212.9250000000002,{"$f":"+Q165","v":0},{"$f":"(AI177+R177+AJ177)*V176","v":2063.0933300196129},{"$f":"(AI165+R165+AJ165)*U164","v":2063.0933300196129},{"$f":"IF(AG165>0,(AI165+R165+AJ165)*AG164,\"\")","v":""},{"$f":"SUM(AI165:AK165)","v":4126.1866600392259},{"$f":"IF(AN164=\"\",\"\",$AM165*AN164)","v":4126.1866600392259},"","","","","","","","","","","","",4126.1866600392259,{"$f":"+U165","v":2212.9250000000002},{"$f":"IF(D165=\"MAR\",IF((BB165-AJ165)<0,0,BB165-AJ165),IF(D165=\"C\",IF((BB165-AJ165)<0,0,BB165-AJ165),IF((BB165-AK165)<0,0,BB165-AK165)))","v":149.83166998038723},{"$f":"IF(AG165=0,\"\",IF(AG165-AL165<0,0,AG165-AL165))","v":""},{"$f":"IF(D165=\"MAR\",0,IF(D165=\"C\",0,AJ165))","v":2063.0933300196129},{"$f":"IF(T165-BE165<0,0,T165-BE165)","v":149.83166998038723},{"$f":"IF(D165=\"MAR\",IF(AI165+R165+AJ165=0,\"Infinito\",(I165+U165+AG165)/(AI165+R165)),IF(D165=\"C\",IF(AI165+R165+AJ165=0,\"Infinito\",(I165+U165+AG165)/(AI165+R165)),IF(AI165+R165+AJ165=0,\"Infinito\",(I165+U165+AG165)/(AI165+R165+AJ165))))","v":1.0726247658311041},{"$f":"IF(BG165<1.4,\"1\", IF(BG165<3,\"2\", IF(BG165<9,\"3\", \"4\")))","v":"1"},{"$f":"IF(BG165<1.4,\"ROJO\", IF(BG165<3,\"AMARILLO\", IF(BG165<9,\"VERDE\", \"AZUL\")))","v":"ROJO"},{"$f":"IF(BG165<1.4,\"Déficit\", IF(BG165<3,\"Equilibrio\", IF(BG165<9,\"Disponibilidad\", \"Abundante\")))","v":"Déficit"},{"$f":"IF(I165+U165+AG165<=0,0,I165+U165+AG165)","v":2212.9250000000002},{"$f":"IF(D165=\"MAR\",AI165+R165,IF(D165=\"C\",AI165+R165,AI165+R165+AJ165))","v":2063.0933300196129},{"$f":"BK165/BL165","v":1.0726247658311041}]
[null,null,null,null,null,null,null,null,null,null,null,null,null,null,null,null,null,null,null,null,{"$f":"IF(U167=0,\"\",U167/(SUM($U167:$AG167)))","v":1},"","","","","","","","","","","","",1,null,null,null,null,null,{"$f":"IF(U166=0,\"\",U166)","v":1},"","","","","","","","","","","","",1]
[37,{"$f":"A167","v":37},{"$f":"A167","v":37},42,null,null,null,773.47900000000004,null,0,0.64600000000000002,774.125,0.84899999999999998,0,0,0.84899999999999998,0.84899999999999998,0,{"$f":"L167-Q167-R167","v":773.27599999999995},{"$f":"IF(S167<0,0,S167)","v":773.27599999999995},{"$f":"K167+H167","v":774.125},null,null,null,null,null,null,null,null,null,null,null,{"$f":"J167","v":0},774.125,{"$f":"+Q167","v":0.84899999999999998},{"$f":"(AI177+R177+AJ177)*W176","v":720.91939756848785},{"$f":"(AI167+R167+AJ167)*U166","v":721.7683975684879},{"$f":"IF(AG167>0,(AI167+R167+AJ167)*AG166,\"\")","v":""},{"$f":"SUM(AI167:AK167)","v":1443.5367951369758},{"$f":"IF(AN166=\"\",\"\",$AM167*AN166)","v":1443.5367951369758},"","","","","","","","","","","","",1443.5367951369758,{"$f":"+U167","v":774.125},{"$f":"IF(D167=\"MAR\",IF((BB167-AJ167)<0,0,BB167-AJ167),IF(D167=\"C\",IF((BB167-AJ167)<0,0,BB167-AJ167),IF((BB167-AK167)<0,0,BB167-AK167)))","v":52.356602431512101},{"$f":"IF(AG167=0,\"\",IF(AG167-AL167<0,0,AG167-AL167))","v":""},{"$f":"IF(D167=\"MAR\",0,IF(D167=\"C\",0,AJ167))","v":720.91939756848785},{"$f":"IF(T167-BE167<0,0,T167-BE167)","v":52.356602431512101},{"$f":"IF(D167=\"MAR\",IF(AI167+R167+AJ167=0,\"Infinito\",(I167+U167+AG167)/(AI167+R167)),IF(D167=\"C\",IF(AI167+R167+AJ167=0,\"Infinito\",(I167+U167+AG167)/(AI167+R167)),IF(AI167+R167+AJ167=0,\"Infinito\",(I167+U167+AG167)/(AI167+R167+AJ167))))","v":1.0725393389456956},{"$f":"IF(BG167<1.4,\"1\", IF(BG167<3,\"2\", IF(BG167<9,\"3\", \"4\")))","v":"1"},{"$f":"IF(BG167<1.4,\"ROJO\", IF(BG167<3,\"AMARILLO\", IF(BG167<9,\"VERDE\", \"AZUL\")))","v":"ROJO"},{"$f":"IF(BG167<1.4,\"Déficit\", IF(BG167<3,\"Equilibrio\", IF(BG167<9,\"Disponibilidad\", \"Abundante\")))","v":"Déficit"},{"$f":"IF(I167+U167+AG167<=0,0,I167+U167+AG167)","v":774.125},{"$f":"IF(D167=\"MAR\",AI167+R167,IF(D167=\"C\",AI167+R167,AI167+R167+AJ167))","v":721.7683975684879},{"$f":"BK167/BL167","v":1.0725393389456956}]
[null,null,null,null,null,null,null,null,null,null,null,null,null,null,null,null,null,null,null,null,{"$f":"IF(U169=0,\"\",U169/(SUM($U169:$AG169)))","v":1},"","","","","","","","","","","","",1,null,null,null,null,null,{"$f":"IF(U168=0,\"\",U168)","v":1},"","","","","","","","","","","","",1]
[38,{"$f":"A169","v":38},{"$f":"A169","v":38},42,null,null,null,374.99400000000003,null,0,1.5620000000000001,376.55600000000004,2.0529999999999999,0,0,2.0529999999999999,2.0529999999999999,0,{"$f":"L169-Q169-R169","v":374.50300000000004},{"$f":"IF(S169<0,0,S169)","v":374.50300000000004},{"$f":"K169+H169","v":376.55600000000004},null,null,null,null,null,null,null,null,null,null,null,{"$f":"J169","v":0},376.55600000000004,{"$f":"+Q169","v":2.0529999999999999},{"$f":"(AI177+R177+AJ177)*X176","v":349.14632957390563},{"$f":"(AI169+R169+AJ169)*U168","v":351.19932957390563},{"$f":"IF(AG169>0,(AI169+R169+AJ169)*AG168,\"\")","v":""},{"$f":"SUM(AI169:AK169)","v":702.39865914781126},{"$f":"IF(AN168=\"\",\"\",$AM169*AN168)","v":702.39865914781126},"","","","","","","","","","","","",702.39865914781126,{"$f":"+U169","v":376.55600000000004},{"$f":"IF(D169=\"MAR\",IF((BB169-AJ169)<0,0,BB169-AJ169),IF(D169=\"C\",IF((BB169-AJ169)<0,0,BB169-AJ169),IF((BB169-AK169)<0,0,BB169-AK169)))","v":25.356670426094411},{"$f":"IF(AG169=0,\"\",IF(AG169-AL169<0,0,AG169-AL169))","v":""},{"$f":"IF(D169=\"MAR\",0,IF(D169=\"C\",0,AJ169))","v":349.14632957390563},{"$f":"IF(T169-BE169<0,0,T169-BE169)","v":25.356670426094411},{"$f":"IF(D169=\"MAR\",IF(AI169+R169+AJ169=0,\"Infinito\",(I169+U169+AG169)/(AI169+R169)),IF(D169=\"C\",IF(AI169+R169+AJ169=0,\"Infinito\",(I169+U169+AG169)/(AI169+R169)),IF(AI169+R169+AJ169=0,\"Infinito\",(I169+U169+AG169)/(AI169+R169+AJ169))))","v":1.0722002244618705},{"$f":"IF(BG169<1.4,\"1\", IF(BG169<3,\"2\", IF(BG169<9,\"3\", \"4\")))","v":"1"},{"$f":"IF(BG169<1.4,\"ROJO\", IF(BG169<3,\"AMARILLO\", IF(BG169<9,\"VERDE\", \"AZUL\")))","v":"ROJO"},{"$f":"IF(BG169<1.4,\"Déficit\", IF(BG169<3,\"Equilibrio\", IF(BG169<9,\"Disponibilidad\", \"Abundante\")))","v":"Déficit"},{"$f":"IF(I169+U169+AG169<=0,0,I169+U169+AG169)","v":376.55600000000004},{"$f":"IF(D169=\"MAR\",AI169+R169,IF(D169=\"C\",AI169+R169,AI169+R169+AJ169))","v":351.19932957390563},{"$f":"BK169/BL169","v":1.0722002244618705}]
[null,null,null,null,null,null,null,null,null,null,null,null,null,null,null,null,null,null,null,null,{"$f":"IF(U171=0,\"\",U171/(SUM($U171:$AG171)))","v":1},"","","","","","","","","","","","",1,null,null,null,null,null,{"$f":"IF(U170=0,\"\",U170)","v":1},"","","","","","","","","","","","",1]
[39,{"$f":"A171","v":39},{"$f":"A171","v":39},42,null,null,null,115.241,null,0,1.3,116.541,2.7570000000000001,0,0,2.7570000000000001,2.7570000000000001,0,{"$f":"L171-Q171-R171","v":113.78399999999999},{"$f":"IF(S171<0,0,S171)","v":113.78399999999999},{"$f":"K171+H171","v":116.541},null,null,null,null,null,null,null,null,null,null,null,{"$f":"J171","v":0},116.541,{"$f":"+Q171","v":2.7570000000000001},{"$f":"(AI177+R177+AJ177)*Y176","v":106.07996722118986},{"$f":"(AI171+R171+AJ171)*U170","v":108.83696722118987},{"$f":"IF(AG171>0,(AI171+R171+AJ171)*AG170,\"\")","v":""},{"$f":"SUM(AI171:AK171)","v":217.67393444237973},{"$f":"IF(AN170=\"\",\"\",$AM171*AN170)","v":217.67393444237973},"","","","","","","","","","","","",217.67393444237973,{"$f":"+U171","v":116.541},{"$f":"IF(D171=\"MAR\",IF((BB171-AJ171)<0,0,BB171-AJ171),IF(D171=\"C\",IF((BB171-AJ171)<0,0,BB171-AJ171),IF((BB171-AK171)<0,0,BB171-AK171)))","v":7.7040327788101308},{"$f":"IF(AG171=0,\"\",IF(AG171-AL171<0,0,AG171-AL171))","v":""},{"$f":"IF(D171=\"MAR\",0,IF(D171=\"C\",0,AJ171))","v":106.07996722118986},{"$f":"IF(T171-BE171<0,0,T171-BE171)","v":7.7040327788101308},{"$f":"IF(D171=\"MAR\",IF(AI171+R171+AJ171=0,\"Infinito\",(I171+U171+AG171)/(AI171+R171)),IF(D171=\"C\",IF(AI171+R171+AJ171=0,\"Infinito\",(I171+U171+AG171)/(AI171+R171)),IF(AI171+R171+AJ171=0,\"Infinito\",(I171+U171+AG171)/(AI171+R171+AJ171))))","v":1.0707850740011267},{"$f":"IF(BG171<1.4,\"1\", IF(BG171<3,\"2\", IF(BG171<9,\"3\", \"4\")))","v":"1"},{"$f":"IF(BG171<1.4,\"ROJO\", IF(BG171<3,\"AMARILLO\", IF(BG171<9,\"VERDE\", \"AZUL\")))","v":"ROJO"},{"$f":"IF(BG171<1.4,\"Déficit\", IF(BG171<3,\"Equilibrio\", IF(BG171<9,\"Disponibilidad\", \"Abundante\")))","v":"Déficit"},{"$f":"IF(I171+U171+AG171<=0,0,I171+U171+AG171)","v":116.541},{"$f":"IF(D171=\"MAR\",AI171+R171,IF(D171=\"C\",AI171+R171,AI171+R171+AJ171))","v":108.83696722118987},{"$f":"BK171/BL171","v":1.0707850740011267}]
[null,null,null,null,null,null,null,null,null,null,null,null,null,null,null,null,null,null,null,null,{"$f":"IF(U173=0,\"\",U173/(SUM($U173:$AG173)))","v":1},"","","","","","","","","","","","",1,null,null,null,null,null,{"$f":"IF(U172=0,\"\",U172)","v":1},"","","","","","","","","","","","",1]
[40,{"$f":"A173","v":40},{"$f":"A173","v":40},43,null,null,null,25.649000000000001,null,0,0.29199999999999998,25.941000000000003,0.76600000000000001,0,0,0.76600000000000001,0.76600000000000001,0,{"$f":"L173-Q173-R173","v":25.175000000000004},{"$f":"IF(S173<0,0,S173)","v":25.175000000000004},{"$f":"K173+H173","v":25.941000000000003},null,null,null,null,null,null,null,null,null,null,null,{"$f":"J173","v":0},25.941000000000003,{"$f":"+Q173","v":0.76600000000000001},{"$f":"(AI179+R179+AJ179)*V178","v":23.526722997737437},{"$f":"(AI173+R173+AJ173)*U172","v":24.292722997737435},{"$f":"IF(AG173>0,(AI173+R173+AJ173)*AG172,\"\")","v":""},{"$f":"SUM(AI173:AK173)","v":48.585445995474871},{"$f":"IF(AN172=\"\",\"\",$AM173*AN172)","v":48.585445995474871},"","","","","","","","","","","","",48.585445995474871,{"$f":"+U173","v":25.941000000000003},{"$f":"IF(D173=\"MAR\",IF((BB173-AJ173)<0,0,BB173-AJ173),IF(D173=\"C\",IF((BB173-AJ173)<0,0,BB173-AJ173),IF((BB173-AK173)<0,0,BB173-AK173)))","v":1.6482770022625672},{"$f":"IF(AG173=0,\"\",IF(AG173-AL173<0,0,AG173-AL173))","v":""},{"$f":"IF(D173=\"MAR\",0,IF(D173=\"C\",0,AJ173))","v":23.526722997737437},{"$f":"IF(T173-BE173<0,0,T173-BE173)","v":1.6482770022625672},{"$f":"IF(D173=\"MAR\",IF(AI173+R173+AJ173=0,\"Infinito\",(I173+U173+AG173)/(AI173+R173)),IF(D173=\"C\",IF(AI173+R173+AJ173=0,\"Infinito\",(I173+U173+AG173)/(AI173+R173)),IF(AI173+R173+AJ173=0,\"Infinito\",(I173+U173+AG173)/(AI173+R173+AJ173))))","v":1.0678506482132977},{"$f":"IF(BG173<1.4,\"1\", IF(BG173<3,\"2\", IF(BG173<9,\"3\", \"4\")))","v":"1"},{"$f":"IF(BG173<1.4,\"ROJO\", IF(BG173<3,\"AMARILLO\", IF(BG173<9,\"VERDE\", \"AZUL\")))","v":"ROJO"},{"$f":"IF(BG173<1.4,\"Déficit\", IF(BG173<3,\"Equilibrio\", IF(BG173<9,\"Disponibilidad\", \"Abundante\")))","v":"Déficit"},{"$f":"IF(I173+U173+AG173<=0,0,I173+U173+AG173)","v":25.941000000000003},{"$f":"IF(D173=\"MAR\",AI173+R173,IF(D173=\"C\",AI173+R173,AI173+R173+AJ173))","v":24.292722997737435},{"$f":"BK173/BL173","v":1.0678506482132977}]
[null,null,null,null,null,null,null,null,null,null,null,null,null,null,null,null,null,null,null,null,{"$f":"IF(U175=0,\"\",U175/(SUM($U175:$AG175)))","v":0.18728752637803492},0.10642580525473647,0.70628666836722864,"","","","","","","","","","",1,null,null,null,null,null,null,{"$f":"IF(V174=0,\"\",V174)","v":0.10642580525473647},0.70628666836722864,"","","","","","","","","",""]
[41,{"$f":"A175","v":41},{"$f":"A175","v":41},48,null,null,null,360.63799999999998,{"$f":"T161+T163","v":1577.0970000000002},0,2.8,1940.5350000000001,4.8689999999999998,0,0,4.8689999999999998,4.8689999999999998,0,{"$f":"L175-Q175-R175","v":1935.6660000000002},{"$f":"IF(S175<0,0,S175)","v":1935.6660000000002},{"$f":"K175+H175","v":363.43799999999999},{"$f":"T161","v":206.52300000000002},{"$f":"+T163","v":1370.5740000000001},null,null,null,null,null,null,null,null,null,{"$f":"J175","v":0},1940.5350000000001,{"$f":"+Q175","v":4.8689999999999998},{"$f":"(AI189+R189+AJ189)*V188","v":1804.3689897721897},{"$f":"(AI175+R175+AJ175)*U174","v":338.84770773360185},{"$f":"IF(AG175>0,(AI175+R175+AJ175)*AG174,\"\")","v":""},{"$f":"SUM(AI175:AK175)","v":2148.0856975057914},{"$f":"IF(AN174=\"\",\"\",$AM175*AN174)","v":""},228.6117501132361,1517.1642906586599,"","","","","","","","","","",{"$f":"SUM(AN175:AZ175)","v":1745.7760407718961},{"$f":"+U175","v":363.43799999999999},{"$f":"IF(D175=\"MAR\",IF((BB175-AJ175)<0,0,BB175-AJ175),IF(D175=\"C\",IF((BB175-AJ175)<0,0,BB175-AJ175),IF((BB175-AK175)<0,0,BB175-AK175)))","v":24.590292266398137},{"$f":"IF(AG175=0,\"\",IF(AG175-AL175<0,0,AG175-AL175))","v":""},{"$f":"IF(D175=\"MAR\",0,IF(D175=\"C\",0,AJ175))","v":1804.3689897721897},{"$f":"IF(T175-BE175<0,0,T175-BE175)","v":131.29701022781046},{"$f":"IF(D175=\"MAR\",IF(AI175+R175+AJ175=0,\"Infinito\",(I175+U175+AG175)/(AI175+R175)),IF(D175=\"C\",IF(AI175+R175+AJ175=0,\"Infinito\",(I175+U175+AG175)/(AI175+R175)),IF(AI175+R175+AJ175=0,\"Infinito\",(I175+U175+AG175)/(AI175+R175+AJ175))))","v":1.072570336777166},{"$f":"IF(BG175<1.4,\"1\", IF(BG175<3,\"2\", IF(BG175<9,\"3\", \"4\")))","v":"1"},{"$f":"IF(BG175<1.4,\"ROJO\", IF(BG175<3,\"AMARILLO\", IF(BG175<9,\"VERDE\", \"AZUL\")))","v":"ROJO"},{"$f":"IF(BG175<1.4,\"Déficit\", IF(BG175<3,\"Equilibrio\", IF(BG175<9,\"Disponibilidad\", \"Abundante\")))","v":"Déficit"},{"$f":"IF(I175+U175+AG175<=0,0,I175+U175+AG175)","v":1940.5350000000003},{"$f":"IF(D175=\"MAR\",AI175+R175,IF(D175=\"C\",AI175+R175,AI175+R175+AJ175))","v":1809.2379897721896},{"$f":"BK175/BL175","v":1.072570336777166}]
[null,null,null,null,null,null,null,null,null,null,null,null,null,null,null,null,null,null,null,null,{"$f":"IF(U177=0,\"\",U177/(SUM($U177:$AG177)))","v":0.1235793903098244},0.55819823746653663,0.19505464499482519,9.446633506600105E-2,2.8701392162812745E-2,"","","","","","","","",1,null,null,null,null,null,null,{"$f":"IF(V176=0,\"\",V176)","v":0.55819823746653663},0.19505464499482519,9.446633506600105E-2,2.8701392162812745E-2,"","","","","","","",""]
[42,{"$f":"A177","v":42},{"$f":"A177","v":42},48,null,null,null,485.13600000000002,{"$f":"T165+T167+T169+T171","v":3474.4880000000003},0,4.7830000000000004,3964.4070000000002,7.1820000000000004,0,0,7.1820000000000004,7.1820000000000004,0,{"$f":"L177-Q177-R177","v":3957.2250000000004},{"$f":"IF(S177<0,0,S177)","v":3957.2250000000004},{"$f":"K177+H177","v":489.91900000000004},{"$f":"T165","v":2212.9250000000002},{"$f":"+T167","v":773.27599999999995},{"$f":"+T169","v":374.50300000000004},{"$f":"+T171","v":113.78399999999999},null,null,null,null,null,null,null,{"$f":"J177","v":0},3964.4070000000002,{"$f":"+Q177","v":7.1820000000000004},{"$f":"(AI189+R189+AJ189)*W188","v":3688.804822501017},{"$f":"(AI177+R177+AJ177)*U176","v":456.74779811782082},{"$f":"IF(AG177>0,(AI177+R177+AJ177)*AG176,\"\")","v":""},{"$f":"SUM(AI177:AK177)","v":4152.7346206188377},{"$f":"IF(AN176=\"\",\"\",$AM177*AN176)","v":""},2318.0491458957017,810.01017718252751,392.29362011156189,119.18926489447067,"","","","","","","","",{"$f":"SUM(AN177:AZ177)","v":3639.5422080842618},{"$f":"+U177","v":489.91900000000004},{"$f":"IF(D177=\"MAR\",IF((BB177-AJ177)<0,0,BB177-AJ177),IF(D177=\"C\",IF((BB177-AJ177)<0,0,BB177-AJ177),IF((BB177-AK177)<0,0,BB177-AK177)))","v":33.171201882179219},{"$f":"IF(AG177=0,\"\",IF(AG177-AL177<0,0,AG177-AL177))","v":""},{"$f":"IF(D177=\"MAR\",0,IF(D177=\"C\",0,AJ177))","v":3688.804822501017},{"$f":"IF(T177-BE177<0,0,T177-BE177)","v":268.42017749898332},{"$f":"IF(D177=\"MAR\",IF(AI177+R177+AJ177=0,\"Infinito\",(I177+U177+AG177)/(AI177+R177)),IF(D177=\"C\",IF(AI177+R177+AJ177=0,\"Infinito\",(I177+U177+AG177)/(AI177+R177)),IF(AI177+R177+AJ177=0,\"Infinito\",(I177+U177+AG177)/(AI177+R177+AJ177))))","v":1.0726247658311043},{"$f":"IF(BG177<1.4,\"1\", IF(BG177<3,\"2\", IF(BG177<9,\"3\", \"4\")))","v":"1"},{"$f":"IF(BG177<1.4,\"ROJO\", IF(BG177<3,\"AMARILLO\", IF(BG177<9,\"VERDE\", \"AZUL\")))","v":"ROJO"},{"$f":"IF(BG177<1.4,\"Déficit\", IF(BG177<3,\"Equilibrio\", IF(BG177<9,\"Disponibilidad\", \"Abundante\")))","v":"Déficit"},{"$f":"IF(I177+U177+AG177<=0,0,I177+U177+AG177)","v":3964.4070000000002},{"$f":"IF(D177=\"MAR\",AI177+R177,IF(D177=\"C\",AI177+R177,AI177+R177+AJ177))","v":3695.9868225010168},{"$f":"BK177/BL177","v":1.0726247658311043}]
[null,null,null,null,null,null,null,null,null,null,null,null,null,null,null,null,null,null,null,null,{"$f":"IF(U179=0,\"\",U179/(SUM($U179:$AG179)))","v":0.35848431567413291},0.64151568432586714,"","","","","","","","","","","",1,null,null,null,null,null,{"$f":"IF(U178=0,\"\",U178)","v":0.35848431567413291},0.64151568432586714,"","","","","","","","","","",""]
[43,{"$f":"A179","v":43},{"$f":"A179","v":43},48,null,null,null,13.555999999999999,{"$f":"T173","v":25.175000000000004},0,0.51200000000000001,39.243000000000002,1.3640000000000001,0,0,1.3640000000000001,1.3640000000000001,0,{"$f":"L179-Q179-R179","v":37.879000000000005},{"$f":"IF(S179<0,0,S179)","v":37.879000000000005},{"$f":"K179+H179","v":14.068},{"$f":"T173","v":25.175000000000004},null,null,null,null,null,null,null,null,null,null,{"$f":"J179","v":0},39.243000000000002,{"$f":"+Q179","v":1.3640000000000001},{"$f":"(AI189+R189+AJ189)*X188","v":35.309652059591265},{"$f":"(AI179+R179+AJ179)*U178","v":13.146929061853829},{"$f":"IF(AG179>0,(AI179+R179+AJ179)*AG178,\"\")","v":""},{"$f":"SUM(AI179:AK179)","v":49.820581121445088},{"$f":"IF(AN178=\"\",\"\",$AM179*AN178)","v":17.859896929808869},31.960684191636222,"","","","","","","","","","","",{"$f":"SUM(AN179:AZ179)","v":49.820581121445088},{"$f":"+U179","v":14.068},{"$f":"IF(D179=\"MAR\",IF((BB179-AJ179)<0,0,BB179-AJ179),IF(D179=\"C\",IF((BB179-AJ179)<0,0,BB179-AJ179),IF((BB179-AK179)<0,0,BB179-AK179)))","v":0.9210709381461708},{"$f":"IF(AG179=0,\"\",IF(AG179-AL179<0,0,AG179-AL179))","v":""},{"$f":"IF(D179=\"MAR\",0,IF(D179=\"C\",0,AJ179))","v":35.309652059591265},{"$f":"IF(T179-BE179<0,0,T179-BE179)","v":2.5693479404087398},{"$f":"IF(D179=\"MAR\",IF(AI179+R179+AJ179=0,\"Infinito\",(I179+U179+AG179)/(AI179+R179)),IF(D179=\"C\",IF(AI179+R179+AJ179=0,\"Infinito\",(I179+U179+AG179)/(AI179+R179)),IF(AI179+R179+AJ179=0,\"Infinito\",(I179+U179+AG179)/(AI179+R179+AJ179))))","v":1.0700597785089359},{"$f":"IF(BG179<1.4,\"1\", IF(BG179<3,\"2\", IF(BG179<9,\"3\", \"4\")))","v":"1"},{"$f":"IF(BG179<1.4,\"ROJO\", IF(BG179<3,\"AMARILLO\", IF(BG179<9,\"VERDE\", \"AZUL\")))","v":"ROJO"},{"$f":"IF(BG179<1.4,\"Déficit\", IF(BG179<3,\"Equilibrio\", IF(BG179<9,\"Disponibilidad\", \"Abundante\")))","v":"Déficit"},{"$f":"IF(I179+U179+AG179<=0,0,I179+U179+AG179)","v":39.243000000000002},{"$f":"IF(D179=\"MAR\",AI179+R179,IF(D179=\"C\",AI179+R179,AI179+R179+AJ179))","v":36.673652059591262},{"$f":"BK179/BL179","v":1.0700597785089359}]
[null,null,null,null,null,null,null,null,null,null,null,null,null,null,null,null,null,null,null,null,{"$f":"IF(U181=0,\"\",U181/(SUM($U181:$AG181)))","v":1},"","","","","","","","","","","","",1,null,null,null,null,null,{"$f":"IF(U180=0,\"\",U180)","v":1},"","","","","","","","","","","","",1]
[44,{"$f":"A181","v":44},{"$f":"A181","v":44},48,null,null,null,844.88499999999999,null,0,98.344999999999999,943.23,145.60499999999999,0,0,145.60499999999999,145.60499999999999,0,{"$f":"L181-Q181-R181","v":797.625},{"$f":"IF(S181<0,0,S181)","v":797.625},{"$f":"K181+H181","v":943.23},null,null,null,null,null,null,null,null,null,null,null,{"$f":"J181","v":0},943.23,{"$f":"+Q181","v":145.60499999999999},{"$f":"(AI189+R189+AJ189)*Y188","v":743.52177259250448},{"$f":"(AI181+R181+AJ181)*U180","v":889.12677259250449},{"$f":"IF(AG181>0,(AI181+R181+AJ181)*AG180,\"\")","v":""},{"$f":"SUM(AI181:AK181)","v":1778.253545185009},{"$f":"IF(AN180=\"\",\"\",$AM181*AN180)","v":1778.253545185009},"","","","","","","","","","","","",1778.253545185009,{"$f":"+U181","v":943.23},{"$f":"IF(D181=\"MAR\",IF((BB181-AJ181)<0,0,BB181-AJ181),IF(D181=\"C\",IF((BB181-AJ181)<0,0,BB181-AJ181),IF((BB181-AK181)<0,0,BB181-AK181)))","v":54.103227407495524},{"$f":"IF(AG181=0,\"\",IF(AG181-AL181<0,0,AG181-AL181))","v":""},{"$f":"IF(D181=\"MAR\",0,IF(D181=\"C\",0,AJ181))","v":743.52177259250448},{"$f":"IF(T181-BE181<0,0,T181-BE181)","v":54.103227407495524},{"$f":"IF(D181=\"MAR\",IF(AI181+R181+AJ181=0,\"Infinito\",(I181+U181+AG181)/(AI181+R181)),IF(D181=\"C\",IF(AI181+R181+AJ181=0,\"Infinito\",(I181+U181+AG181)/(AI181+R181)),IF(AI181+R181+AJ181=0,\"Infinito\",(I181+U181+AG181)/(AI181+R181+AJ181))))","v":1.0608498462482938},{"$f":"IF(BG181<1.4,\"1\", IF(BG181<3,\"2\", IF(BG181<9,\"3\", \"4\")))","v":"1"},{"$f":"IF(BG181<1.4,\"ROJO\", IF(BG181<3,\"AMARILLO\", IF(BG181<9,\"VERDE\", \"AZUL\")))","v":"ROJO"},{"$f":"IF(BG181<1.4,\"Déficit\", IF(BG181<3,\"Equilibrio\", IF(BG181<9,\"Disponibilidad\", \"Abundante\")))","v":"Déficit"},{"$f":"IF(I181+U181+AG181<=0,0,I181+U181+AG181)","v":943.23},{"$f":"IF(D181=\"MAR\",AI181+R181,IF(D181=\"C\",AI181+R181,AI181+R181+AJ181))","v":889.12677259250449},{"$f":"BK181/BL181","v":1.0608498462482938}]
[null,null,null,null,null,null,null,null,null,null,null,null,null,null,null,null,null,null,null,null,{"$f":"IF(U183=0,\"\",U183/(SUM($U183:$AG183)))","v":1},"","","","","","","","","","","","",1,null,null,null,null,null,{"$f":"IF(U182=0,\"\",U182)","v":1},"","","","","","","","","","","","",1]
[45,{"$f":"A183","v":45},{"$f":"A183","v":45},48,null,null,null,358.43099999999998,null,0,1.4E-2,358.44499999999999,1.7999999999999999E-2,0,0,1.7999999999999999E-2,1.7999999999999999E-2,0,{"$f":"L183-Q183-R183","v":358.42700000000002},{"$f":"IF(S183<0,0,S183)","v":358.42700000000002},{"$f":"K183+H183","v":358.44499999999999},null,null,null,null,null,null,null,null,null,null,null,{"$f":"J183","v":0},358.44499999999999,{"$f":"+Q183","v":1.7999999999999999E-2},{"$f":"(AI189+R189+AJ189)*Z188","v":334.11475114873986},{"$f":"(AI183+R183+AJ183)*U182","v":334.13275114873983},{"$f":"IF(AG183>0,(AI183+R183+AJ183)*AG182,\"\")","v":""},{"$f":"SUM(AI183:AK183)","v":668.26550229747966},{"$f":"IF(AN182=\"\",\"\",$AM183*AN182)","v":668.26550229747966},"","","","","","","","","","","","",668.26550229747966,{"$f":"+U183","v":358.44499999999999},{"$f":"IF(D183=\"MAR\",IF((BB183-AJ183)<0,0,BB183-AJ183),IF(D183=\"C\",IF((BB183-AJ183)<0,0,BB183-AJ183),IF((BB183-AK183)<0,0,BB183-AK183)))","v":24.312248851260165},{"$f":"IF(AG183=0,\"\",IF(AG183-AL183<0,0,AG183-AL183))","v":""},{"$f":"IF(D183=\"MAR\",0,IF(D183=\"C\",0,AJ183))","v":334.11475114873986},{"$f":"IF(T183-BE183<0,0,T183-BE183)","v":24.312248851260165},{"$f":"IF(D183=\"MAR\",IF(AI183+R183+AJ183=0,\"Infinito\",(I183+U183+AG183)/(AI183+R183)),IF(D183=\"C\",IF(AI183+R183+AJ183=0,\"Infinito\",(I183+U183+AG183)/(AI183+R183)),IF(AI183+R183+AJ183=0,\"Infinito\",(I183+U183+AG183)/(AI183+R183+AJ183))))","v":1.0727622442507514},{"$f":"IF(BG183<1.4,\"1\", IF(BG183<3,\"2\", IF(BG183<9,\"3\", \"4\")))","v":"1"},{"$f":"IF(BG183<1.4,\"ROJO\", IF(BG183<3,\"AMARILLO\", IF(BG183<9,\"VERDE\", \"AZUL\")))","v":"ROJO"},{"$f":"IF(BG183<1.4,\"Déficit\", IF(BG183<3,\"Equilibrio\", IF(BG183<9,\"Disponibilidad\", \"Abundante\")))","v":"Déficit"},{"$f":"IF(I183+U183+AG183<=0,0,I183+U183+AG183)","v":358.44499999999999},{"$f":"IF(D183=\"MAR\",AI183+R183,IF(D183=\"C\",AI183+R183,AI183+R183+AJ183))","v":334.13275114873983},{"$f":"BK183/BL183","v":1.0727622442507514}]
[null,null,null,null,null,null,null,null,null,null,null,null,null,null,null,null,null,null,null,null,{"$f":"IF(U185=0,\"\",U185/(SUM($U185:$AG185)))","v":1},"","","","","","","","","","","","",1,null,null,null,null,null,{"$f":"IF(U184=0,\"\",U184)","v":1},"","","","","","","","","","","","",1]
[46,{"$f":"A185","v":46},{"$f":"A185","v":46},48,null,null,null,517.49099999999999,null,0,1.706,519.197,5.9710000000000001,0,0,5.9710000000000001,5.9710000000000001,0,{"$f":"L185-Q185-R185","v":513.226},{"$f":"IF(S185<0,0,S185)","v":513.226},{"$f":"K185+H185","v":519.197},null,null,null,null,null,null,null,null,null,null,null,{"$f":"J185","v":0},519.197,{"$f":"+Q185","v":5.9710000000000001},{"$f":"(AI189+R189+AJ189)*AA188","v":478.41367216494052},{"$f":"(AI185+R185+AJ185)*U184","v":484.38467216494053},{"$f":"IF(AG185>0,(AI185+R185+AJ185)*AG184,\"\")","v":""},{"$f":"SUM(AI185:AK185)","v":968.76934432988105},{"$f":"IF(AN184=\"\",\"\",$AM185*AN184)","v":968.76934432988105},"","","","","","","","","","","","",968.76934432988105,{"$f":"+U185","v":519.197},{"$f":"IF(D185=\"MAR\",IF((BB185-AJ185)<0,0,BB185-AJ185),IF(D185=\"C\",IF((BB185-AJ185)<0,0,BB185-AJ185),IF((BB185-AK185)<0,0,BB185-AK185)))","v":34.812327835059477},{"$f":"IF(AG185=0,\"\",IF(AG185-AL185<0,0,AG185-AL185))","v":""},{"$f":"IF(D185=\"MAR\",0,IF(D185=\"C\",0,AJ185))","v":478.41367216494052},{"$f":"IF(T185-BE185<0,0,T185-BE185)","v":34.812327835059477},{"$f":"IF(D185=\"MAR\",IF(AI185+R185+AJ185=0,\"Infinito\",(I185+U185+AG185)/(AI185+R185)),IF(D185=\"C\",IF(AI185+R185+AJ185=0,\"Infinito\",(I185+U185+AG185)/(AI185+R185)),IF(AI185+R185+AJ185=0,\"Infinito\",(I185+U185+AG185)/(AI185+R185+AJ185))))","v":1.0718691771964357},{"$f":"IF(BG185<1.4,\"1\", IF(BG185<3,\"2\", IF(BG185<9,\"3\", \"4\")))","v":"1"},{"$f":"IF(BG185<1.4,\"ROJO\", IF(BG185<3,\"AMARILLO\", IF(BG185<9,\"VERDE\", \"AZUL\")))","v":"ROJO"},{"$f":"IF(BG185<1.4,\"Déficit\", IF(BG185<3,\"Equilibrio\", IF(BG185<9,\"Disponibilidad\", \"Abundante\")))","v":"Déficit"},{"$f":"IF(I185+U185+AG185<=0,0,I185+U185+AG185)","v":519.197},{"$f":"IF(D185=\"MAR\",AI185+R185,IF(D185=\"C\",AI185+R185,AI185+R185+AJ185))","v":484.38467216494053},{"$f":"BK185/BL185","v":1.0718691771964357}]
[null,null,null,null,null,null,null,null,null,null,null,null,null,null,null,null,null,null,null,null,{"$f":"IF(U187=0,\"\",U187/(SUM($U187:$AG187)))","v":1},"","","","","","","","","","","","",{"$f":"SUM(U186:AG186)","v":1},null,null,null,null,null,{"$f":"IF(U186=0,\"\",U186)","v":1},"","","","","","","","","","","","",1]
[47,{"$f":"A187","v":47},{"$f":"A187","v":47},48,null,null,null,497.59199999999998,null,0,2.7E-2,497.61899999999997,4.2999999999999997E-2,0,0,4.2999999999999997E-2,4.2999999999999997E-2,0,{"$f":"L187-Q187-R187","v":497.57599999999996},{"$f":"IF(S187<0,0,S187)","v":497.57599999999996},{"$f":"K187+H187","v":497.61899999999997},null,null,null,null,null,null,null,null,null,null,null,{"$f":"J187","v":0},{"$f":"SUM(U187:AG187)","v":497.61899999999997},{"$f":"+Q187","v":4.2999999999999997E-2},{"$f":"(AI189+R189+AJ189)*AB188","v":463.82521801534301},{"$f":"(AI187+R187+AJ187)*U186","v":463.86821801534302},{"$f":"IF(AG187>0,(AI187+R187+AJ187)*AG186,\"\")","v":""},{"$f":"SUM(AI187:AK187)","v":927.73643603068604},{"$f":"IF(AN186=\"\",\"\",$AM187*AN186)","v":927.73643603068604},"","","","","","","","","","","","",927.73643603068604,{"$f":"+U187","v":497.61899999999997},{"$f":"IF(D187=\"MAR\",IF((BB187-AJ187)<0,0,BB187-AJ187),IF(D187=\"C\",IF((BB187-AJ187)<0,0,BB187-AJ187),IF((BB187-AK187)<0,0,BB187-AK187)))","v":33.750781984656953},{"$f":"IF(AG187=0,\"\",IF(AG187-AL187<0,0,AG187-AL187))","v":""},{"$f":"IF(D187=\"MAR\",0,IF(D187=\"C\",0,AJ187))","v":463.82521801534301},{"$f":"IF(T187-BE187<0,0,T187-BE187)","v":33.750781984656953},{"$f":"IF(D187=\"MAR\",IF(AI187+R187+AJ187=0,\"Infinito\",(I187+U187+AG187)/(AI187+R187)),IF(D187=\"C\",IF(AI187+R187+AJ187=0,\"Infinito\",(I187+U187+AG187)/(AI187+R187)),IF(AI187+R187+AJ187=0,\"Infinito\",(I187+U187+AG187)/(AI187+R187+AJ187))))","v":1.0727594188906915},{"$f":"IF(BG187<1.4,\"1\", IF(BG187<3,\"2\", IF(BG187<9,\"3\", \"4\")))","v":"1"},{"$f":"IF(BG187<1.4,\"ROJO\", IF(BG187<3,\"AMARILLO\", IF(BG187<9,\"VERDE\", \"AZUL\")))","v":"ROJO"},{"$f":"IF(BG187<1.4,\"Déficit\", IF(BG187<3,\"Equilibrio\", IF(BG187<9,\"Disponibilidad\", \"Abundante\")))","v":"Déficit"},{"$f":"IF(I187+U187+AG187<=0,0,I187+U187+AG187)","v":497.61899999999997},{"$f":"IF(D187=\"MAR\",AI187+R187,IF(D187=\"C\",AI187+R187,AI187+R187+AJ187))","v":463.86821801534302},{"$f":"BK187/BL187","v":1.0727594188906915}]
[null,null,null,null,null,null,null,null,null,null,null,null,null,null,null,null,null,null,null,null,{"$f":"IF(U189=0,\"\",U189/(SUM($U189:$AG189)))","v":0.56996550164462101},0.10279597537420394,0.21015340645038152,2.0116118954403659E-3,4.2358877956139858E-2,1.9034716250349904E-2,2.7255511672675547E-2,2.6424398756187736E-2,"","","","","",{"$f":"SUM(U188:AG188)","v":1},null,null,null,null,null,{"$f":"IF(U188=0,\"\",U188)","v":0.56996550164462101},0.10279597537420394,0.21015340645038152,2.0116118954403659E-3,4.2358877956139858E-2,1.9034716250349904E-2,2.7255511672675547E-2,2.6424398756187736E-2,"","","","","",1]
[48,{"$f":"A189","v":48},{"$f":"A189","v":48},53,null,null,null,1470.4059999999999,{"$f":"T175+T177+T179+T181+T183+T185+T187","v":8097.6239999999998},0,9262.143,18830.172999999999,9270.0149999999994,684.66,0,9954.6749999999993,9954.6749999999993,0,{"$f":"L189-Q189-R189","v":8875.4979999999996},{"$f":"IF(S189<0,0,S189)","v":8875.4979999999996},{"$f":"K189+H189","v":10732.548999999999},{"$f":"T175","v":1935.6660000000002},{"$f":"+T177","v":3957.2250000000004},{"$f":"+T179","v":37.879000000000005},{"$f":"+T181","v":797.625},{"$f":"+T183","v":358.42700000000002},{"$f":"+T185","v":513.226},{"$f":"+T187","v":497.57599999999996},null,null,null,null,{"$f":"J189","v":0},{"$f":"SUM(U189:AG189)","v":18830.173000000003},{"$f":"+Q189","v":9954.6749999999993},{"$f":"(AI199+R199+AJ199)*V198","v":7598.2397245679613},{"$f":"(AI189+R189+AJ189)*U188","v":10004.555846313631},{"$f":"IF(AG189>0,(AI189+R189+AJ189)*AG188,\"\")","v":""},{"$f":"SUM(AI189:AK189)","v":27557.470570881589},{"$f":"IF(AN188=\"\",\"\",$AM189*AN188)","v":15706.807537989405},2832.7970661796935,5791.2963136269063,55.434935608633218,1167.3035326918889,524.548632894099,751.09296081407604,728.18959107688363,"","","","","",27557.470570881593,{"$f":"+U189","v":10732.548999999999},{"$f":"IF(D189=\"MAR\",IF((BB189-AJ189)<0,0,BB189-AJ189),IF(D189=\"C\",IF((BB189-AJ189)<0,0,BB189-AJ189),IF((BB189-AK189)<0,0,BB189-AK189)))","v":727.9931536863678},{"$f":"IF(AG189=0,\"\",IF(AG189-AL189<0,0,AG189-AL189))","v":""},{"$f":"IF(D189=\"MAR\",0,IF(D189=\"C\",0,AJ189))","v":7598.2397245679613},{"$f":"IF(T189-BE189<0,0,T189-BE189)","v":1277.2582754320383},{"$f":"IF(D189=\"MAR\",IF(AI189+R189+AJ189=0,\"Infinito\",(I189+U189+AG189)/(AI189+R189)),IF(D189=\"C\",IF(AI189+R189+AJ189=0,\"Infinito\",(I189+U189+AG189)/(AI189+R189)),IF(AI189+R189+AJ189=0,\"Infinito\",(I189+U189+AG189)/(AI189+R189+AJ189))))","v":1.0727661642225335},{"$f":"IF(BG189<1.4,\"1\", IF(BG189<3,\"2\", IF(BG189<9,\"3\", \"4\")))","v":"1"},{"$f":"IF(BG189<1.4,\"ROJO\", IF(BG189<3,\"AMARILLO\", IF(BG189<9,\"VERDE\", \"AZUL\")))","v":"ROJO"},{"$f":"IF(BG189<1.4,\"Déficit\", IF(BG189<3,\"Equilibrio\", IF(BG189<9,\"Disponibilidad\", \"Abundante\")))","v":"Déficit"},{"$f":"IF(I189+U189+AG189<=0,0,I189+U189+AG189)","v":18830.172999999999},{"$f":"IF(D189=\"MAR\",AI189+R189,IF(D189=\"C\",AI189+R189,AI189+R189+AJ189))","v":17552.91472456796},{"$f":"BK189/BL189","v":1.0727661642225335}]
[null,null,null,null,null,null,null,null,null,null,null,null,null,null,null,null,null,null,null,null,{"$f":"IF(U191=0,\"\",U191/(SUM($U191:$AG191)))","v":1},"","","","","","","","","","","","",{"$f":"SUM(U190:AG190)","v":1},null,null,null,null,null,{"$f":"IF(U190=0,\"\",U190)","v":1},"","","","","","","","","","","","",1]
[49,{"$f":"A191","v":49},{"$f":"A191","v":49},53,null,null,null,69.453999999999994,null,0,2.1680000000000001,71.622,4.4020000000000001,0,0,4.4020000000000001,4.4020000000000001,0,{"$f":"L191-Q191-R191","v":67.22},{"$f":"IF(S191<0,0,S191)","v":67.22},{"$f":"K191+H191","v":71.622},null,null,null,null,null,null,null,null,null,null,null,{"$f":"J191","v":0},{"$f":"SUM(U191:AG191)","v":71.622},{"$f":"+Q191","v":4.4020000000000001},{"$f":"(AI199+R199+AJ199)*W198","v":57.546480691613958},{"$f":"(AI191+R191+AJ191)*U190","v":61.948480691613959},{"$f":"IF(AG191>0,(AI191+R191+AJ191)*AG190,\"\")","v":""},{"$f":"SUM(AI191:AK191)","v":123.89696138322792},{"$f":"IF(AN190=\"\",\"\",$AM191*AN190)","v":123.89696138322792},"","","","","","","","","","","","",123.89696138322792,{"$f":"+U191","v":71.622},{"$f":"IF(D191=\"MAR\",IF((BB191-AJ191)<0,0,BB191-AJ191),IF(D191=\"C\",IF((BB191-AJ191)<0,0,BB191-AJ191),IF((BB191-AK191)<0,0,BB191-AK191)))","v":9.6735193083860409},{"$f":"IF(AG191=0,\"\",IF(AG191-AL191<0,0,AG191-AL191))","v":""},{"$f":"IF(D191=\"MAR\",0,IF(D191=\"C\",0,AJ191))","v":57.546480691613958},{"$f":"IF(T191-BE191<0,0,T191-BE191)","v":9.6735193083860409},{"$f":"IF(D191=\"MAR\",IF(AI191+R191+AJ191=0,\"Infinito\",(I191+U191+AG191)/(AI191+R191)),IF(D191=\"C\",IF(AI191+R191+AJ191=0,\"Infinito\",(I191+U191+AG191)/(AI191+R191)),IF(AI191+R191+AJ191=0,\"Infinito\",(I191+U191+AG191)/(AI191+R191+AJ191))))","v":1.1561542623868668},{"$f":"IF(BG191<1.4,\"1\", IF(BG191<3,\"2\", IF(BG191<9,\"3\", \"4\")))","v":"1"},{"$f":"IF(BG191<1.4,\"ROJO\", IF(BG191<3,\"AMARILLO\", IF(BG191<9,\"VERDE\", \"AZUL\")))","v":"ROJO"},{"$f":"IF(BG191<1.4,\"Déficit\", IF(BG191<3,\"Equilibrio\", IF(BG191<9,\"Disponibilidad\", \"Abundante\")))","v":"Déficit"},{"$f":"IF(I191+U191+AG191<=0,0,I191+U191+AG191)","v":71.622},{"$f":"IF(D191=\"MAR\",AI191+R191,IF(D191=\"C\",AI191+R191,AI191+R191+AJ191))","v":61.948480691613959},{"$f":"BK191/BL191","v":1.1561542623868668}]
[null,null,null,null,null,null,null,null,null,null,null,null,null,null,null,null,null,null,null,null,{"$f":"IF(U193=0,\"\",U193/(SUM($U193:$AG193)))","v":1},"","","","","","","","","","","","",1,null,null,null,null,null,{"$f":"IF(U192=0,\"\",U192)","v":1},"","","","","","","","","","","","",1]
[50,{"$f":"A193","v":50},{"$f":"A193","v":50},53,null,null,null,41.036000000000001,null,0,1.643,42.679000000000002,2.5619999999999998,0,0,2.5619999999999998,2.5619999999999998,0,{"$f":"L193-Q193-R193","v":40.117000000000004},{"$f":"IF(S193<0,0,S193)","v":40.117000000000004},{"$f":"K193+H193","v":42.679000000000002},null,null,null,null,null,null,null,null,null,null,null,{"$f":"J193","v":0},42.679000000000002,{"$f":"+Q193","v":2.5619999999999998},{"$f":"(AI199+R199+AJ199)*X198","v":34.343828710286786},{"$f":"(AI193+R193+AJ193)*U192","v":36.905828710286784},{"$f":"IF(AG193>0,(AI193+R193+AJ193)*AG192,\"\")","v":""},{"$f":"SUM(AI193:AK193)","v":73.811657420573567},{"$f":"IF(AN192=\"\",\"\",$AM193*AN192)","v":73.811657420573567},"","","","","","","","","","","","",73.811657420573567,{"$f":"+U193","v":42.679000000000002},{"$f":"IF(D193=\"MAR\",IF((BB193-AJ193)<0,0,BB193-AJ193),IF(D193=\"C\",IF((BB193-AJ193)<0,0,BB193-AJ193),IF((BB193-AK193)<0,0,BB193-AK193)))","v":5.7731712897132184},{"$f":"IF(AG193=0,\"\",IF(AG193-AL193<0,0,AG193-AL193))","v":""},{"$f":"IF(D193=\"MAR\",0,IF(D193=\"C\",0,AJ193))","v":34.343828710286786},{"$f":"IF(T193-BE193<0,0,T193-BE193)","v":5.7731712897132184},{"$f":"IF(D193=\"MAR\",IF(AI193+R193+AJ193=0,\"Infinito\",(I193+U193+AG193)/(AI193+R193)),IF(D193=\"C\",IF(AI193+R193+AJ193=0,\"Infinito\",(I193+U193+AG193)/(AI193+R193)),IF(AI193+R193+AJ193=0,\"Infinito\",(I193+U193+AG193)/(AI193+R193+AJ193))))","v":1.1564297969037085},{"$f":"IF(BG193<1.4,\"1\", IF(BG193<3,\"2\", IF(BG193<9,\"3\", \"4\")))","v":"1"},{"$f":"IF(BG193<1.4,\"ROJO\", IF(BG193<3,\"AMARILLO\", IF(BG193<9,\"VERDE\", \"AZUL\")))","v":"ROJO"},{"$f":"IF(BG193<1.4,\"Déficit\", IF(BG193<3,\"Equilibrio\", IF(BG193<9,\"Disponibilidad\", \"Abundante\")))","v":"Déficit"},{"$f":"IF(I193+U193+AG193<=0,0,I193+U193+AG193)","v":42.679000000000002},{"$f":"IF(D193=\"MAR\",AI193+R193,IF(D193=\"C\",AI193+R193,AI193+R193+AJ193))","v":36.905828710286784},{"$f":"BK193/BL193","v":1.1564297969037085}]
[null,null,null,null,null,null,null,null,null,null,null,null,null,null,null,null,null,null,null,null,{"$f":"IF(U195=0,\"\",U195/(SUM($U195:$AG195)))","v":1},"","","","","","","","","","","","",1,null,null,null,null,null,{"$f":"IF(U194=0,\"\",U194)","v":1},"","","","","","","","","","","","",1]
[51,{"$f":"A195","v":51},{"$f":"A195","v":51},53,null,null,null,506.98200000000003,null,0,4.8680000000000003,511.85,13.563000000000001,0,0,13.563000000000001,13.563000000000001,0,{"$f":"L195-Q195-R195","v":498.28700000000003},{"$f":"IF(S195<0,0,S195)","v":498.28700000000003},{"$f":"K195+H195","v":511.85},null,null,null,null,null,null,null,null,null,null,null,{"$f":"J195","v":0},511.85,{"$f":"+Q195","v":13.563000000000001},{"$f":"(AI199+R199+AJ199)*Y198","v":426.57933984502012},{"$f":"(AI195+R195+AJ195)*U194","v":440.1423398450201},{"$f":"IF(AG195>0,(AI195+R195+AJ195)*AG194,\"\")","v":""},{"$f":"SUM(AI195:AK195)","v":880.28467969004021},{"$f":"IF(AN194=\"\",\"\",$AM195*AN194)","v":880.28467969004021},"","","","","","","","","","","","",880.28467969004021,{"$f":"+U195","v":511.85},{"$f":"IF(D195=\"MAR\",IF((BB195-AJ195)<0,0,BB195-AJ195),IF(D195=\"C\",IF((BB195-AJ195)<0,0,BB195-AJ195),IF((BB195-AK195)<0,0,BB195-AK195)))","v":71.707660154979919},{"$f":"IF(AG195=0,\"\",IF(AG195-AL195<0,0,AG195-AL195))","v":""},{"$f":"IF(D195=\"MAR\",0,IF(D195=\"C\",0,AJ195))","v":426.57933984502012},{"$f":"IF(T195-BE195<0,0,T195-BE195)","v":71.707660154979919},{"$f":"IF(D195=\"MAR\",IF(AI195+R195+AJ195=0,\"Infinito\",(I195+U195+AG195)/(AI195+R195)),IF(D195=\"C\",IF(AI195+R195+AJ195=0,\"Infinito\",(I195+U195+AG195)/(AI195+R195)),IF(AI195+R195+AJ195=0,\"Infinito\",(I195+U195+AG195)/(AI195+R195+AJ195))))","v":1.1629192505775043},{"$f":"IF(BG195<1.4,\"1\", IF(BG195<3,\"2\", IF(BG195<9,\"3\", \"4\")))","v":"1"},{"$f":"IF(BG195<1.4,\"ROJO\", IF(BG195<3,\"AMARILLO\", IF(BG195<9,\"VERDE\", \"AZUL\")))","v":"ROJO"},{"$f":"IF(BG195<1.4,\"Déficit\", IF(BG195<3,\"Equilibrio\", IF(BG195<9,\"Disponibilidad\", \"Abundante\")))","v":"Déficit"},{"$f":"IF(I195+U195+AG195<=0,0,I195+U195+AG195)","v":511.85},{"$f":"IF(D195=\"MAR\",AI195+R195,IF(D195=\"C\",AI195+R195,AI195+R195+AJ195))","v":440.1423398450201},{"$f":"BK195/BL195","v":1.1629192505775043}]
[null,null,null,null,null,null,null,null,null,null,null,null,null,null,null,null,null,null,null,null,{"$f":"IF(U197=0,\"\",U197/(SUM($U197:$AG197)))","v":1},"","","","","","","","","","","","",1,null,null,null,null,null,{"$f":"IF(U196=0,\"\",U196)","v":1},"","","","","","","","","","","","",1]
[52,{"$f":"A197","v":52},{"$f":"A197","v":52},53,null,null,null,520.64099999999996,null,0,18.091999999999999,538.73299999999995,31.576000000000001,0,0,31.576000000000001,31.576000000000001,0,{"$f":"L197-Q197-R197","v":507.15699999999993},{"$f":"IF(S197<0,0,S197)","v":507.15699999999993},{"$f":"K197+H197","v":538.73299999999995},null,null,null,null,null,null,null,null,null,null,null,{"$f":"J197","v":0},538.73299999999995,{"$f":"+Q197","v":31.576000000000001},{"$f":"(AI199+R199+AJ199)*Z198","v":434.17287277769793},{"$f":"(AI197+R197+AJ197)*U196","v":465.74887277769795},{"$f":"IF(AG197>0,(AI197+R197+AJ197)*AG196,\"\")","v":""},{"$f":"SUM(AI197:AK197)","v":931.49774555539591},{"$f":"IF(AN196=\"\",\"\",$AM197*AN196)","v":931.49774555539591},"","","","","","","","","","","","",931.49774555539591,{"$f":"+U197","v":538.73299999999995},{"$f":"IF(D197=\"MAR\",IF((BB197-AJ197)<0,0,BB197-AJ197),IF(D197=\"C\",IF((BB197-AJ197)<0,0,BB197-AJ197),IF((BB197-AK197)<0,0,BB197-AK197)))","v":72.984127222301993},{"$f":"IF(AG197=0,\"\",IF(AG197-AL197<0,0,AG197-AL197))","v":""},{"$f":"IF(D197=\"MAR\",0,IF(D197=\"C\",0,AJ197))","v":434.17287277769793},{"$f":"IF(T197-BE197<0,0,T197-BE197)","v":72.984127222301993},{"$f":"IF(D197=\"MAR\",IF(AI197+R197+AJ197=0,\"Infinito\",(I197+U197+AG197)/(AI197+R197)),IF(D197=\"C\",IF(AI197+R197+AJ197=0,\"Infinito\",(I197+U197+AG197)/(AI197+R197)),IF(AI197+R197+AJ197=0,\"Infinito\",(I197+U197+AG197)/(AI197+R197+AJ197))))","v":1.156702745810267},{"$f":"IF(BG197<1.4,\"1\", IF(BG197<3,\"2\", IF(BG197<9,\"3\", \"4\")))","v":"1"},{"$f":"IF(BG197<1.4,\"ROJO\", IF(BG197<3,\"AMARILLO\", IF(BG197<9,\"VERDE\", \"AZUL\")))","v":"ROJO"},{"$f":"IF(BG197<1.4,\"Déficit\", IF(BG197<3,\"Equilibrio\", IF(BG197<9,\"Disponibilidad\", \"Abundante\")))","v":"Déficit"},{"$f":"IF(I197+U197+AG197<=0,0,I197+U197+AG197)","v":538.73299999999995},{"$f":"IF(D197=\"MAR\",AI197+R197,IF(D197=\"C\",AI197+R197,AI197+R197+AJ197))","v":465.74887277769795},{"$f":"BK197/BL197","v":1.156702745810267}]
[null,null,null,null,null,null,null,null,null,null,null,null,null,null,null,null,null,null,null,null,{"$f":"IF(U199=0,\"\",U199/(SUM($U199:$AG199)))","v":0.54426777836428375},0.40495969542534377,3.0670268560132182E-3,1.8304063728456158E-3,2.2735192070845862E-2,2.313990091066789E-2,"","","","","","","",1.0000000000000002,null,null,null,null,null,{"$f":"IF(U198=0,\"\",U198)","v":0.54426777836428375},0.40495969542534377,3.0670268560132182E-3,1.8304063728456158E-3,2.2735192070845862E-2,2.313990091066789E-2,"","","","","","","",1.0000000000000002]
[53,{"$f":"A199","v":53},{"$f":"A199","v":53},58,null,null,null,972.93100000000004,{"$f":"T189+T191+T193+T195+T197","v":9988.2789999999986},0,10955.781000000001,21916.991000000002,10977.778,21.334,0,10999.112000000001,10999.112000000001,0,{"$f":"L199-Q199-R199","v":10917.879000000001},{"$f":"IF(S199<0,0,S199)","v":10917.879000000001},{"$f":"K199+H199","v":11928.712000000001},{"$f":"T189","v":8875.4979999999996},{"$f":"+T191","v":67.22},{"$f":"+T193","v":40.117000000000004},{"$f":"+T195","v":498.28700000000003},{"$f":"+T197","v":507.15699999999993},null,null,null,null,null,null,{"$f":"J199","v":0},21916.990999999998,{"$f":"+Q199","v":10999.112000000001},{"$f":"(AI209+R209+AJ209)*V208","v":7763.8409812522577},{"$f":"(AI199+R199+AJ199)*U198","v":10212.070734659683},{"$f":"IF(AG199>0,(AI199+R199+AJ199)*AG198,\"\")","v":""},{"$f":"SUM(AI199:AK199)","v":28975.023715911942},{"$f":"IF(AN198=\"\",\"\",$AM199*AN198)","v":15770.171785911827},11733.716778937813,88.867175890321846,53.03606806295808,658.75272943857203,670.47917767045442,"","","","","","","",28975.023715911946,{"$f":"+U199","v":11928.712000000001},{"$f":"IF(D199=\"MAR\",IF((BB199-AJ199)<0,0,BB199-AJ199),IF(D199=\"C\",IF((BB199-AJ199)<0,0,BB199-AJ199),IF((BB199-AK199)<0,0,BB199-AK199)))","v":1716.6412653403186},{"$f":"IF(AG199=0,\"\",IF(AG199-AL199<0,0,AG199-AL199))","v":""},{"$f":"IF(D199=\"MAR\",0,IF(D199=\"C\",0,AJ199))","v":7763.8409812522577},{"$f":"IF(T199-BE199<0,0,T199-BE199)","v":3154.0380187477431},{"$f":"IF(D199=\"MAR\",IF(AI199+R199+AJ199=0,\"Infinito\",(I199+U199+AG199)/(AI199+R199)),IF(D199=\"C\",IF(AI199+R199+AJ199=0,\"Infinito\",(I199+U199+AG199)/(AI199+R199)),IF(AI199+R199+AJ199=0,\"Infinito\",(I199+U199+AG199)/(AI199+R199+AJ199))))","v":1.1680992337346485},{"$f":"IF(BG199<1.4,\"1\", IF(BG199<3,\"2\", IF(BG199<9,\"3\", \"4\")))","v":"1"},{"$f":"IF(BG199<1.4,\"ROJO\", IF(BG199<3,\"AMARILLO\", IF(BG199<9,\"VERDE\", \"AZUL\")))","v":"ROJO"},{"$f":"IF(BG199<1.4,\"Déficit\", IF(BG199<3,\"Equilibrio\", IF(BG199<9,\"Disponibilidad\", \"Abundante\")))","v":"Déficit"},{"$f":"IF(I199+U199+AG199<=0,0,I199+U199+AG199)","v":21916.991000000002},{"$f":"IF(D199=\"MAR\",AI199+R199,IF(D199=\"C\",AI199+R199,AI199+R199+AJ199))","v":18762.95298125226},{"$f":"BK199/BL199","v":1.1680992337346485}]
[null,null,null,null,null,null,null,null,null,null,null,null,null,null,null,null,null,null,null,null,{"$f":"IF(U201=0,\"\",U201/(SUM($U201:$AG201)))","v":1},"","","","","","","","","","","","",1,null,null,null,null,null,{"$f":"IF(U200=0,\"\",U200)","v":1},"","","","","","","","","","","","",1]
[54,{"$f":"A201","v":54},{"$f":"A201","v":54},58,null,null,null,416.50299999999999,null,0,47.186,463.68899999999996,48.158000000000001,0,0,48.158000000000001,48.158000000000001,0,{"$f":"L201-Q201-R201","v":415.53099999999995},{"$f":"IF(S201<0,0,S201)","v":415.53099999999995},{"$f":"K201+H201","v":463.68899999999996},null,null,null,null,null,null,null,null,null,null,null,{"$f":"J201","v":0},463.68899999999996,{"$f":"+Q201","v":48.158000000000001},{"$f":"(AI209+R209+AJ209)*W208","v":295.48931681517365},{"$f":"(AI201+R201+AJ201)*U200","v":343.64731681517367},{"$f":"IF(AG201>0,(AI201+R201+AJ201)*AG200,\"\")","v":""},{"$f":"SUM(AI201:AK201)","v":687.29463363034733},{"$f":"IF(AN200=\"\",\"\",$AM201*AN200)","v":687.29463363034733},"","","","","","","","","","","","",687.29463363034733,{"$f":"+U201","v":463.68899999999996},{"$f":"IF(D201=\"MAR\",IF((BB201-AJ201)<0,0,BB201-AJ201),IF(D201=\"C\",IF((BB201-AJ201)<0,0,BB201-AJ201),IF((BB201-AK201)<0,0,BB201-AK201)))","v":120.0416831848263},{"$f":"IF(AG201=0,\"\",IF(AG201-AL201<0,0,AG201-AL201))","v":""},{"$f":"IF(D201=\"MAR\",0,IF(D201=\"C\",0,AJ201))","v":295.48931681517365},{"$f":"IF(T201-BE201<0,0,T201-BE201)","v":120.0416831848263},{"$f":"IF(D201=\"MAR\",IF(AI201+R201+AJ201=0,\"Infinito\",(I201+U201+AG201)/(AI201+R201)),IF(D201=\"C\",IF(AI201+R201+AJ201=0,\"Infinito\",(I201+U201+AG201)/(AI201+R201)),IF(AI201+R201+AJ201=0,\"Infinito\",(I201+U201+AG201)/(AI201+R201+AJ201))))","v":1.349316515249817},{"$f":"IF(BG201<1.4,\"1\", IF(BG201<3,\"2\", IF(BG201<9,\"3\", \"4\")))","v":"1"},{"$f":"IF(BG201<1.4,\"ROJO\", IF(BG201<3,\"AMARILLO\", IF(BG201<9,\"VERDE\", \"AZUL\")))","v":"ROJO"},{"$f":"IF(BG201<1.4,\"Déficit\", IF(BG201<3,\"Equilibrio\", IF(BG201<9,\"Disponibilidad\", \"Abundante\")))","v":"Déficit"},{"$f":"IF(I201+U201+AG201<=0,0,I201+U201+AG201)","v":463.68899999999996},{"$f":"IF(D201=\"MAR\",AI201+R201,IF(D201=\"C\",AI201+R201,AI201+R201+AJ201))","v":343.64731681517367},{"$f":"BK201/BL201","v":1.349316515249817}]
[null,null,null,null,null,null,null,null,null,null,null,null,null,null,null,null,null,null,null,null,{"$f":"IF(U203=0,\"\",U203/(SUM($U203:$AG203)))","v":1},"","","","","","","","","","","","",1,null,null,null,null,null,{"$f":"IF(U202=0,\"\",U202)","v":1},"","","","","","","","","","","","",1]
[55,{"$f":"A203","v":55},{"$f":"A203","v":55},59,null,null,null,1234.816,null,0,3.9E-2,1234.855,0.18,0,0,0.18,0.18,0,{"$f":"L203-Q203-R203","v":1234.675},{"$f":"IF(S203<0,0,S203)","v":1234.675},{"$f":"K203+H203","v":1234.855},null,null,null,null,null,null,null,null,null,null,null,{"$f":"J203","v":0},1234.855,{"$f":"+Q203","v":0.18},{"$f":"(AI211+R211+AJ211)*V210","v":878.53931976213698},{"$f":"(AI203+R203+AJ203)*U202","v":878.71931976213693},{"$f":"IF(AG203>0,(AI203+R203+AJ203)*AG202,\"\")","v":""},{"$f":"SUM(AI203:AK203)","v":1757.4386395242739},{"$f":"IF(AN202=\"\",\"\",$AM203*AN202)","v":1757.4386395242739},"","","","","","","","","","","","",1757.4386395242739,{"$f":"+U203","v":1234.855},{"$f":"IF(D203=\"MAR\",IF((BB203-AJ203)<0,0,BB203-AJ203),IF(D203=\"C\",IF((BB203-AJ203)<0,0,BB203-AJ203),IF((BB203-AK203)<0,0,BB203-AK203)))","v":356.13568023786308},{"$f":"IF(AG203=0,\"\",IF(AG203-AL203<0,0,AG203-AL203))","v":""},{"$f":"IF(D203=\"MAR\",0,IF(D203=\"C\",0,AJ203))","v":878.53931976213698},{"$f":"IF(T203-BE203<0,0,T203-BE203)","v":356.13568023786297},{"$f":"IF(D203=\"MAR\",IF(AI203+R203+AJ203=0,\"Infinito\",(I203+U203+AG203)/(AI203+R203)),IF(D203=\"C\",IF(AI203+R203+AJ203=0,\"Infinito\",(I203+U203+AG203)/(AI203+R203)),IF(AI203+R203+AJ203=0,\"Infinito\",(I203+U203+AG203)/(AI203+R203+AJ203))))","v":1.4052894618662379},{"$f":"IF(BG203<1.4,\"1\", IF(BG203<3,\"2\", IF(BG203<9,\"3\", \"4\")))","v":"2"},{"$f":"IF(BG203<1.4,\"ROJO\", IF(BG203<3,\"AMARILLO\", IF(BG203<9,\"VERDE\", \"AZUL\")))","v":"AMARILLO"},{"$f":"IF(BG203<1.4,\"Déficit\", IF(BG203<3,\"Equilibrio\", IF(BG203<9,\"Disponibilidad\", \"Abundante\")))","v":"Equilibrio"},{"$f":"IF(I203+U203+AG203<=0,0,I203+U203+AG203)","v":1234.855},{"$f":"IF(D203=\"MAR\",AI203+R203,IF(D203=\"C\",AI203+R203,AI203+R203+AJ203))","v":878.71931976213693},{"$f":"BK203/BL203","v":1.4052894618662379}]
[null,null,null,null,null,null,null,null,null,null,null,null,null,null,null,null,null,null,null,null,{"$f":"IF(U205=0,\"\",U205/(SUM($U205:$AG205)))","v":1},"","","","","","","","","","","","",1,null,null,null,null,null,{"$f":"IF(U204=0,\"\",U204)","v":1},"","","","","","","","","","","","",1]
[56,{"$f":"A205","v":56},{"$f":"A205","v":56},59,null,null,null,243.602,null,0,2.766,246.36799999999999,11.95,0,0,11.95,11.95,0,{"$f":"L205-Q205-R205","v":234.41800000000001},{"$f":"IF(S205<0,0,S205)","v":234.41800000000001},{"$f":"K205+H205","v":246.36799999999999},null,null,null,null,null,null,null,null,null,null,null,{"$f":"J205","v":0},246.36799999999999,{"$f":"+Q205","v":11.95},{"$f":"(AI211+R211+AJ211)*W210","v":166.80132849535354},{"$f":"(AI205+R205+AJ205)*U204","v":178.75132849535353},{"$f":"IF(AG205>0,(AI205+R205+AJ205)*AG204,\"\")","v":""},{"$f":"SUM(AI205:AK205)","v":357.50265699070707},{"$f":"IF(AN204=\"\",\"\",$AM205*AN204)","v":357.50265699070707},"","","","","","","","","","","","",357.50265699070707,{"$f":"+U205","v":246.36799999999999},{"$f":"IF(D205=\"MAR\",IF((BB205-AJ205)<0,0,BB205-AJ205),IF(D205=\"C\",IF((BB205-AJ205)<0,0,BB205-AJ205),IF((BB205-AK205)<0,0,BB205-AK205)))","v":67.616671504646462},{"$f":"IF(AG205=0,\"\",IF(AG205-AL205<0,0,AG205-AL205))","v":""},{"$f":"IF(D205=\"MAR\",0,IF(D205=\"C\",0,AJ205))","v":166.80132849535354},{"$f":"IF(T205-BE205<0,0,T205-BE205)","v":67.616671504646462},{"$f":"IF(D205=\"MAR\",IF(AI205+R205+AJ205=0,\"Infinito\",(I205+U205+AG205)/(AI205+R205)),IF(D205=\"C\",IF(AI205+R205+AJ205=0,\"Infinito\",(I205+U205+AG205)/(AI205+R205)),IF(AI205+R205+AJ205=0,\"Infinito\",(I205+U205+AG205)/(AI205+R205+AJ205))))","v":1.378272273967486},{"$f":"IF(BG205<1.4,\"1\", IF(BG205<3,\"2\", IF(BG205<9,\"3\", \"4\")))","v":"1"},{"$f":"IF(BG205<1.4,\"ROJO\", IF(BG205<3,\"AMARILLO\", IF(BG205<9,\"VERDE\", \"AZUL\")))","v":"ROJO"},{"$f":"IF(BG205<1.4,\"Déficit\", IF(BG205<3,\"Equilibrio\", IF(BG205<9,\"Disponibilidad\", \"Abundante\")))","v":"Déficit"},{"$f":"IF(I205+U205+AG205<=0,0,I205+U205+AG205)","v":246.36799999999999},{"$f":"IF(D205=\"MAR\",AI205+R205,IF(D205=\"C\",AI205+R205,AI205+R205+AJ205))","v":178.75132849535353},{"$f":"BK205/BL205","v":1.378272273967486}]
[null,null,null,null,null,null,null,null,null,null,null,null,null,null,null,null,null,null,null,null,{"$f":"IF(U207=0,\"\",U207/(SUM($U207:$AG207)))","v":1},"","","","","","","","","","","","",1,null,null,null,null,null,null,{"$f":"IF(V206=0,\"\",V206)","v":""},"","","","","","","","","","",""]
[57,{"$f":"A207","v":57},{"$f":"A207","v":57},59,null,null,null,175.19,null,0,1.1779999999999999,176.36799999999999,4.2359999999999998,0,0,4.2359999999999998,4.2359999999999998,0,{"$f":"L207-Q207-R207","v":172.13200000000001},{"$f":"IF(S207<0,0,S207)","v":172.13200000000001},{"$f":"K207+H207","v":176.36799999999999},null,null,null,null,null,null,null,null,null,null,null,{"$f":"J207","v":0},176.36799999999999,{"$f":"+Q207","v":4.2359999999999998},{"$f":"(AI211+R211+AJ211)*X210","v":122.48140619134281},{"$f":"(AI207+R207+AJ207)*U206","v":126.71740619134282},{"$f":"IF(AG207>0,(AI207+R207+AJ207)*AG206,\"\")","v":""},{"$f":"SUM(AI207:AK207)","v":253.43481238268564},{"$f":"IF(AN206=\"\",\"\",$AM207*AN206)","v":""},"","","","","","","","","","","","",{"$f":"SUM(AN207:AZ207)","v":0},{"$f":"+U207","v":176.36799999999999},{"$f":"IF(D207=\"MAR\",IF((BB207-AJ207)<0,0,BB207-AJ207),IF(D207=\"C\",IF((BB207-AJ207)<0,0,BB207-AJ207),IF((BB207-AK207)<0,0,BB207-AK207)))","v":49.650593808657177},{"$f":"IF(AG207=0,\"\",IF(AG207-AL207<0,0,AG207-AL207))","v":""},{"$f":"IF(D207=\"MAR\",0,IF(D207=\"C\",0,AJ207))","v":122.48140619134281},{"$f":"IF(T207-BE207<0,0,T207-BE207)","v":49.650593808657192},{"$f":"IF(D207=\"MAR\",IF(AI207+R207+AJ207=0,\"Infinito\",(I207+U207+AG207)/(AI207+R207)),IF(D207=\"C\",IF(AI207+R207+AJ207=0,\"Infinito\",(I207+U207+AG207)/(AI207+R207)),IF(AI207+R207+AJ207=0,\"Infinito\",(I207+U207+AG207)/(AI207+R207+AJ207))))","v":1.3918214182326694},{"$f":"IF(BG207<1.4,\"1\", IF(BG207<3,\"2\", IF(BG207<9,\"3\", \"4\")))","v":"1"},{"$f":"IF(BG207<1.4,\"ROJO\", IF(BG207<3,\"AMARILLO\", IF(BG207<9,\"VERDE\", \"AZUL\")))","v":"ROJO"},{"$f":"IF(BG207<1.4,\"Déficit\", IF(BG207<3,\"Equilibrio\", IF(BG207<9,\"Disponibilidad\", \"Abundante\")))","v":"Déficit"},{"$f":"IF(I207+U207+AG207<=0,0,I207+U207+AG207)","v":176.36799999999999},{"$f":"IF(D207=\"MAR\",AI207+R207,IF(D207=\"C\",AI207+R207,AI207+R207+AJ207))","v":126.71740619134282},{"$f":"BK207/BL207","v":1.3918214182326694}]
[null,null,null,null,null,null,null,null,null,null,null,null,null,null,null,null,null,null,null,null,{"$f":"IF(U209=0,\"\",U209/(SUM($U209:$AG209)))","v":7.3232770022300039E-3},0.95628097349395902,3.639574950381097E-2,"","","","","","","","","","",1,null,null,null,null,null,null,{"$f":"IF(V208=0,\"\",V208)","v":0.95628097349395902},3.639574950381097E-2,"","","","","","","","","",""]
[58,{"$f":"A209","v":58},{"$f":"A209","v":58},61,null,null,null,83.61,{"$f":"T199+T201","v":11333.41},0,0,11417.02,0,0,0,0,0,0,{"$f":"L209-Q209-R209","v":11417.02},{"$f":"IF(S209<0,0,S209)","v":11417.02},{"$f":"K209+H209","v":83.61},{"$f":"T199","v":10917.879000000001},{"$f":"+T201","v":415.53099999999995},null,null,null,null,null,null,null,null,null,{"$f":"J209","v":0},11417.02,{"$f":"+Q209","v":0},{"$f":"(AI215+R215+AJ215)*V214","v":8118.7864199426149},{"$f":"(AI209+R209+AJ209)*U208","v":59.456121875183015},{"$f":"IF(AG209>0,(AI209+R209+AJ209)*AG208,\"\")","v":""},{"$f":"SUM(AI209:AK209)","v":8178.2425418177982},{"$f":"IF(AN208=\"\",\"\",$AM209*AN208)","v":""},7820.6977393592342,297.65326693341092,"","","","","","","","","","",{"$f":"SUM(AN209:AZ209)","v":8118.3510062926453},{"$f":"+U209","v":83.61},{"$f":"IF(D209=\"MAR\",IF((BB209-AJ209)<0,0,BB209-AJ209),IF(D209=\"C\",IF((BB209-AJ209)<0,0,BB209-AJ209),IF((BB209-AK209)<0,0,BB209-AK209)))","v":24.153878124816984},{"$f":"IF(AG209=0,\"\",IF(AG209-AL209<0,0,AG209-AL209))","v":""},{"$f":"IF(D209=\"MAR\",0,IF(D209=\"C\",0,AJ209))","v":8118.7864199426149},{"$f":"IF(T209-BE209<0,0,T209-BE209)","v":3298.2335800573856},{"$f":"IF(D209=\"MAR\",IF(AI209+R209+AJ209=0,\"Infinito\",(I209+U209+AG209)/(AI209+R209)),IF(D209=\"C\",IF(AI209+R209+AJ209=0,\"Infinito\",(I209+U209+AG209)/(AI209+R209)),IF(AI209+R209+AJ209=0,\"Infinito\",(I209+U209+AG209)/(AI209+R209+AJ209))))","v":1.4062471174208693},{"$f":"IF(BG209<1.4,\"1\", IF(BG209<3,\"2\", IF(BG209<9,\"3\", \"4\")))","v":"2"},{"$f":"IF(BG209<1.4,\"ROJO\", IF(BG209<3,\"AMARILLO\", IF(BG209<9,\"VERDE\", \"AZUL\")))","v":"AMARILLO"},{"$f":"IF(BG209<1.4,\"Déficit\", IF(BG209<3,\"Equilibrio\", IF(BG209<9,\"Disponibilidad\", \"Abundante\")))","v":"Equilibrio"},{"$f":"IF(I209+U209+AG209<=0,0,I209+U209+AG209)","v":11417.02},{"$f":"IF(D209=\"MAR\",AI209+R209,IF(D209=\"C\",AI209+R209,AI209+R209+AJ209))","v":8118.7864199426149},{"$f":"BK209/BL209","v":1.4062471174208693}]
[null,null,null,null,null,null,null,null,null,null,null,null,null,null,null,null,null,null,null,null,{"$f":"IF(U211=0,\"\",U211/(SUM($U211:$AG211)))","v":0.25768301304100638},0.5584366713117308,0.10602596441618509,7.7854351231077701E-2,"","","","","","","","","",1,null,null,null,null,null,{"$f":"IF(U210=0,\"\",U210)","v":0.25768301304100638},0.5584366713117308,0.10602596441618509,7.7854351231077701E-2,"","","","","","","","",""]
[59,{"$f":"A211","v":59},{"$f":"A211","v":59},61,null,null,null,568.67100000000005,{"$f":"T203+T205+T207","v":1641.2249999999999},0,1.0529999999999999,2210.9489999999996,3.387,0,0,3.387,3.387,0,{"$f":"L211-Q211-R211","v":2207.5619999999994},{"$f":"IF(S211<0,0,S211)","v":2207.5619999999994},{"$f":"K211+H211","v":569.72400000000005},{"$f":"T203","v":1234.675},{"$f":"+T205","v":234.41800000000001},{"$f":"+T207","v":172.13200000000001},null,null,null,null,null,null,null,null,{"$f":"J211","v":0},2210.9490000000001,{"$f":"+Q211","v":3.387},{"$f":"(AI215+R215+AJ215)*W214","v":1569.825084547575},{"$f":"(AI211+R211+AJ211)*U210","v":405.39003009874159},{"$f":"IF(AG211>0,(AI211+R211+AJ211)*AG210,\"\")","v":""},{"$f":"SUM(AI211:AK211)","v":1978.6021146463165},{"$f":"IF(AN210=\"\",\"\",$AM211*AN210)","v":509.85215451136958},1104.9239787534407,209.78319740127893,154.0427839802274,"","","","","","","","","",{"$f":"SUM(AN211:AZ211)","v":1978.6021146463163},{"$f":"+U211","v":569.72400000000005},{"$f":"IF(D211=\"MAR\",IF((BB211-AJ211)<0,0,BB211-AJ211),IF(D211=\"C\",IF((BB211-AJ211)<0,0,BB211-AJ211),IF((BB211-AK211)<0,0,BB211-AK211)))","v":164.33396990125846},{"$f":"IF(AG211=0,\"\",IF(AG211-AL211<0,0,AG211-AL211))","v":""},{"$f":"IF(D211=\"MAR\",0,IF(D211=\"C\",0,AJ211))","v":1569.825084547575},{"$f":"IF(T211-BE211<0,0,T211-BE211)","v":637.73691545242445},{"$f":"IF(D211=\"MAR\",IF(AI211+R211+AJ211=0,\"Infinito\",(I211+U211+AG211)/(AI211+R211)),IF(D211=\"C\",IF(AI211+R211+AJ211=0,\"Infinito\",(I211+U211+AG211)/(AI211+R211)),IF(AI211+R211+AJ211=0,\"Infinito\",(I211+U211+AG211)/(AI211+R211+AJ211))))","v":1.405372499815132},{"$f":"IF(BG211<1.4,\"1\", IF(BG211<3,\"2\", IF(BG211<9,\"3\", \"4\")))","v":"2"},{"$f":"IF(BG211<1.4,\"ROJO\", IF(BG211<3,\"AMARILLO\", IF(BG211<9,\"VERDE\", \"AZUL\")))","v":"AMARILLO"},{"$f":"IF(BG211<1.4,\"Déficit\", IF(BG211<3,\"Equilibrio\", IF(BG211<9,\"Disponibilidad\", \"Abundante\")))","v":"Equilibrio"},{"$f":"IF(I211+U211+AG211<=0,0,I211+U211+AG211)","v":2210.9490000000001},{"$f":"IF(D211=\"MAR\",AI211+R211,IF(D211=\"C\",AI211+R211,AI211+R211+AJ211))","v":1573.2120845475749},{"$f":"BK211/BL211","v":1.405372499815132}]
[null,null,null,null,null,null,null,null,null,null,null,null,null,null,null,null,null,null,null,null,{"$f":"IF(U213=0,\"\",U213/(SUM($U213:$AG213)))","v":1},"","","","","","","","","","","","",1,null,null,null,null,null,{"$f":"IF(U212=0,\"\",U212)","v":1},"","","","","","","","","","","","",1]
[60,{"$f":"A213","v":60},{"$f":"A213","v":60},61,null,null,null,231.512,null,0,1.2969999999999999,232.809,1.732,0,0,1.732,1.732,0,{"$f":"L213-Q213-R213","v":231.077},{"$f":"IF(S213<0,0,S213)","v":231.077},{"$f":"K213+H213","v":232.809},null,null,null,null,null,null,null,null,null,null,null,{"$f":"J213","v":0},232.809,{"$f":"+Q213","v":1.732},{"$f":"(AI215+R215+AJ215)*X214","v":164.32175905455887},{"$f":"(AI213+R213+AJ213)*U212","v":166.05375905455887},{"$f":"IF(AG213>0,(AI213+R213+AJ213)*AG212,\"\")","v":""},{"$f":"SUM(AI213:AK213)","v":332.10751810911773},{"$f":"IF(AN212=\"\",\"\",$AM213*AN212)","v":332.10751810911773},"","","","","","","","","","","","",332.10751810911773,{"$f":"+U213","v":232.809},{"$f":"IF(D213=\"MAR\",IF((BB213-AJ213)<0,0,BB213-AJ213),IF(D213=\"C\",IF((BB213-AJ213)<0,0,BB213-AJ213),IF((BB213-AK213)<0,0,BB213-AK213)))","v":66.75524094544113},{"$f":"IF(AG213=0,\"\",IF(AG213-AL213<0,0,AG213-AL213))","v":""},{"$f":"IF(D213=\"MAR\",0,IF(D213=\"C\",0,AJ213))","v":164.32175905455887},{"$f":"IF(T213-BE213<0,0,T213-BE213)","v":66.75524094544113},{"$f":"IF(D213=\"MAR\",IF(AI213+R213+AJ213=0,\"Infinito\",(I213+U213+AG213)/(AI213+R213)),IF(D213=\"C\",IF(AI213+R213+AJ213=0,\"Infinito\",(I213+U213+AG213)/(AI213+R213)),IF(AI213+R213+AJ213=0,\"Infinito\",(I213+U213+AG213)/(AI213+R213+AJ213))))","v":1.4020098149269113},{"$f":"IF(BG213<1.4,\"1\", IF(BG213<3,\"2\", IF(BG213<9,\"3\", \"4\")))","v":"2"},{"$f":"IF(BG213<1.4,\"ROJO\", IF(BG213<3,\"AMARILLO\", IF(BG213<9,\"VERDE\", \"AZUL\")))","v":"AMARILLO"},{"$f":"IF(BG213<1.4,\"Déficit\", IF(BG213<3,\"Equilibrio\", IF(BG213<9,\"Disponibilidad\", \"Abundante\")))","v":"Equilibrio"},{"$f":"IF(I213+U213+AG213<=0,0,I213+U213+AG213)","v":232.809},{"$f":"IF(D213=\"MAR\",AI213+R213,IF(D213=\"C\",AI213+R213,AI213+R213+AJ213))","v":166.05375905455887},{"$f":"BK213/BL213","v":1.4020098149269113}]
[null,null,null,null,null,null,null,null,null,null,null,null,null,null,null,null,null,null,null,null,{"$f":"IF(U215=0,\"\",U215/(SUM($U215:$AG215)))","v":0.52143691412054205},0.39433449702735102,7.6247378994404216E-2,7.9812098577027278E-3,"","","","","","","","","",{"$f":"SUM(U214:AG214)","v":1},null,null,null,null,null,{"$f":"IF(U214=0,\"\",U214)","v":0.52143691412054205},0.39433449702735102,7.6247378994404216E-2,7.9812098577027278E-3,"","","","","","","","","",1]
[61,{"$f":"A215","v":61},{"$f":"A215","v":61},64,null,null,null,1716.8330000000001,{"$f":"T209+T211+T213","v":13855.659},0,13380.136,28952.628000000001,13381.282999999999,267.75,0,13649.032999999999,13649.032999999999,0,{"$f":"L215-Q215-R215","v":15303.595000000001},{"$f":"IF(S215<0,0,S215)","v":15303.595000000001},{"$f":"K215+H215","v":15096.969000000001},{"$f":"T209","v":11417.02},{"$f":"+T211","v":2207.5619999999994},{"$f":"+T213","v":231.077},null,null,null,null,null,null,null,null,{"$f":"J215","v":0},{"$f":"SUM(U215:AG215)","v":28952.628000000001},{"$f":"+Q215","v":13649.032999999999},{"$f":"(AI221+R221+AJ221)*V220","v":6939.5446698341884},{"$f":"(AI215+R215+AJ215)*U214","v":10735.644406289439},{"$f":"IF(AG215>0,(AI215+R215+AJ215)*AG214,\"\")","v":""},{"$f":"SUM(AI215:AK215)","v":31324.222076123624},{"$f":"IF(AN214=\"\",\"\",$AM215*AN214)","v":16333.605696600462},12352.221357161254,2388.3898323430813,250.00519001882728,"","","","","","","","","",31324.22207612362,{"$f":"+U215","v":15096.969000000001},{"$f":"IF(D215=\"MAR\",IF((BB215-AJ215)<0,0,BB215-AJ215),IF(D215=\"C\",IF((BB215-AJ215)<0,0,BB215-AJ215),IF((BB215-AK215)<0,0,BB215-AK215)))","v":4361.3245937105621},{"$f":"IF(AG215=0,\"\",IF(AG215-AL215<0,0,AG215-AL215))","v":""},{"$f":"IF(D215=\"MAR\",0,IF(D215=\"C\",0,AJ215))","v":6939.5446698341884},{"$f":"IF(T215-BE215<0,0,T215-BE215)","v":8364.0503301658136},{"$f":"IF(D215=\"MAR\",IF(AI215+R215+AJ215=0,\"Infinito\",(I215+U215+AG215)/(AI215+R215)),IF(D215=\"C\",IF(AI215+R215+AJ215=0,\"Infinito\",(I215+U215+AG215)/(AI215+R215)),IF(AI215+R215+AJ215=0,\"Infinito\",(I215+U215+AG215)/(AI215+R215+AJ215))))","v":1.4062471174208691},{"$f":"IF(BG215<1.4,\"1\", IF(BG215<3,\"2\", IF(BG215<9,\"3\", \"4\")))","v":"2"},{"$f":"IF(BG215<1.4,\"ROJO\", IF(BG215<3,\"AMARILLO\", IF(BG215<9,\"VERDE\", \"AZUL\")))","v":"AMARILLO"},{"$f":"IF(BG215<1.4,\"Déficit\", IF(BG215<3,\"Equilibrio\", IF(BG215<9,\"Disponibilidad\", \"Abundante\")))","v":"Equilibrio"},{"$f":"IF(I215+U215+AG215<=0,0,I215+U215+AG215)","v":28952.628000000001},{"$f":"IF(D215=\"MAR\",AI215+R215,IF(D215=\"C\",AI215+R215,AI215+R215+AJ215))","v":20588.577669834187},{"$f":"BK215/BL215","v":1.4062471174208691}]
[null,null,null,null,null,null,null,null,null,null,null,null,null,null,null,null,null,null,null,null,{"$f":"IF(U217=0,\"\",U217/(SUM($U217:$AG217)))","v":1},"","","","","","","","","","","","",1,null,null,null,null,null,{"$f":"IF(U216=0,\"\",U216)","v":1},"","","","","","","","","","","","",1]
[62,{"$f":"A217","v":62},{"$f":"A217","v":62},64,null,null,null,394.505,null,0,0.51600000000000001,395.02100000000002,0.64500000000000002,0,0,0.64500000000000002,0.64500000000000002,0,{"$f":"L217-Q217-R217","v":394.37600000000003},{"$f":"IF(S217<0,0,S217)","v":394.37600000000003},{"$f":"K217+H217","v":395.02100000000002},null,null,null,null,null,null,null,null,null,null,null,{"$f":"J217","v":0},395.02100000000002,{"$f":"+Q217","v":0.64500000000000002},{"$f":"(AI221+R221+AJ221)*W220","v":178.83313487520599},{"$f":"(AI217+R217+AJ217)*U216","v":179.478134875206},{"$f":"IF(AG217>0,(AI217+R217+AJ217)*AG216,\"\")","v":""},{"$f":"SUM(AI217:AK217)","v":358.95626975041199},{"$f":"IF(AN216=\"\",\"\",$AM217*AN216)","v":358.95626975041199},"","","","","","","","","","","","",358.95626975041199,{"$f":"+U217","v":395.02100000000002},{"$f":"IF(D217=\"MAR\",IF((BB217-AJ217)<0,0,BB217-AJ217),IF(D217=\"C\",IF((BB217-AJ217)<0,0,BB217-AJ217),IF((BB217-AK217)<0,0,BB217-AK217)))","v":215.54286512479402},{"$f":"IF(AG217=0,\"\",IF(AG217-AL217<0,0,AG217-AL217))","v":""},{"$f":"IF(D217=\"MAR\",0,IF(D217=\"C\",0,AJ217))","v":178.83313487520599},{"$f":"IF(T217-BE217<0,0,T217-BE217)","v":215.54286512479405},{"$f":"IF(D217=\"MAR\",IF(AI217+R217+AJ217=0,\"Infinito\",(I217+U217+AG217)/(AI217+R217)),IF(D217=\"C\",IF(AI217+R217+AJ217=0,\"Infinito\",(I217+U217+AG217)/(AI217+R217)),IF(AI217+R217+AJ217=0,\"Infinito\",(I217+U217+AG217)/(AI217+R217+AJ217))))","v":2.2009421942938308},{"$f":"IF(BG217<1.4,\"1\", IF(BG217<3,\"2\", IF(BG217<9,\"3\", \"4\")))","v":"2"},{"$f":"IF(BG217<1.4,\"ROJO\", IF(BG217<3,\"AMARILLO\", IF(BG217<9,\"VERDE\", \"AZUL\")))","v":"AMARILLO"},{"$f":"IF(BG217<1.4,\"Déficit\", IF(BG217<3,\"Equilibrio\", IF(BG217<9,\"Disponibilidad\", \"Abundante\")))","v":"Equilibrio"},{"$f":"IF(I217+U217+AG217<=0,0,I217+U217+AG217)","v":395.02100000000002},{"$f":"IF(D217=\"MAR\",AI217+R217,IF(D217=\"C\",AI217+R217,AI217+R217+AJ217))","v":179.478134875206},{"$f":"BK217/BL217","v":2.2009421942938308}]
[null,null,null,null,null,null,null,null,null,null,null,null,null,null,null,null,null,null,null,null,{"$f":"IF(U219=0,\"\",U219/(SUM($U219:$AG219)))","v":1},"","","","","","","","","","","","",1,null,null,null,null,null,{"$f":"IF(U218=0,\"\",U218)","v":1},"","","","","","","","","","","","",1]
[63,{"$f":"A219","v":63},{"$f":"A219","v":63},64,null,null,null,1430.5820000000001,null,0,0.71499999999999997,1431.297,0.90400000000000003,0,0,0.90400000000000003,0.90400000000000003,0,{"$f":"L219-Q219-R219","v":1430.393},{"$f":"IF(S219<0,0,S219)","v":1430.393},{"$f":"K219+H219","v":1431.297},null,null,null,null,null,null,null,null,null,null,null,{"$f":"J219","v":0},1431.297,{"$f":"+Q219","v":0.90400000000000003},{"$f":"(AI221+R221+AJ221)*X220","v":648.6238115239023},{"$f":"(AI219+R219+AJ219)*U218","v":649.5278115239023},{"$f":"IF(AG219>0,(AI219+R219+AJ219)*AG218,\"\")","v":""},{"$f":"SUM(AI219:AK219)","v":1299.0556230478046},{"$f":"IF(AN218=\"\",\"\",$AM219*AN218)","v":1299.0556230478046},"","","","","","","","","","","","",1299.0556230478046,{"$f":"+U219","v":1431.297},{"$f":"IF(D219=\"MAR\",IF((BB219-AJ219)<0,0,BB219-AJ219),IF(D219=\"C\",IF((BB219-AJ219)<0,0,BB219-AJ219),IF((BB219-AK219)<0,0,BB219-AK219)))","v":781.76918847609772},{"$f":"IF(AG219=0,\"\",IF(AG219-AL219<0,0,AG219-AL219))","v":""},{"$f":"IF(D219=\"MAR\",0,IF(D219=\"C\",0,AJ219))","v":648.6238115239023},{"$f":"IF(T219-BE219<0,0,T219-BE219)","v":781.76918847609772},{"$f":"IF(D219=\"MAR\",IF(AI219+R219+AJ219=0,\"Infinito\",(I219+U219+AG219)/(AI219+R219)),IF(D219=\"C\",IF(AI219+R219+AJ219=0,\"Infinito\",(I219+U219+AG219)/(AI219+R219)),IF(AI219+R219+AJ219=0,\"Infinito\",(I219+U219+AG219)/(AI219+R219+AJ219))))","v":2.2035961734139371},{"$f":"IF(BG219<1.4,\"1\", IF(BG219<3,\"2\", IF(BG219<9,\"3\", \"4\")))","v":"2"},{"$f":"IF(BG219<1.4,\"ROJO\", IF(BG219<3,\"AMARILLO\", IF(BG219<9,\"VERDE\", \"AZUL\")))","v":"AMARILLO"},{"$f":"IF(BG219<1.4,\"Déficit\", IF(BG219<3,\"Equilibrio\", IF(BG219<9,\"Disponibilidad\", \"Abundante\")))","v":"Equilibrio"},{"$f":"IF(I219+U219+AG219<=0,0,I219+U219+AG219)","v":1431.297},{"$f":"IF(D219=\"MAR\",AI219+R219,IF(D219=\"C\",AI219+R219,AI219+R219+AJ219))","v":649.5278115239023},{"$f":"BK219/BL219","v":2.2035961734139371}]
[null,null,null,null,null,null,null,null,null,null,null,null,null,null,null,null,null,null,null,null,{"$f":"IF(U221=0,\"\",U221/(SUM($U221:$AG221)))","v":0.49857535545562015},0.44800540688685442,1.1545168331128085E-2,4.1874069326397381E-2,"","","","","","","","","",1,null,null,null,null,null,{"$f":"IF(U220=0,\"\",U220)","v":0.49857535545562015},0.44800540688685442,1.1545168331128085E-2,4.1874069326397381E-2,"","","","","","","","","",1]
[64,{"$f":"A221","v":64},{"$f":"A221","v":64},67,null,null,null,1576.5250000000001,{"$f":"T215+T217+T219","v":17128.364000000001},0,15454.509,34159.398000000001,15456.307000000001,16.59,0,15472.897000000001,15472.897000000001,0,{"$f":"L221-Q221-R221","v":18686.501},{"$f":"IF(S221<0,0,S221)","v":18686.501},{"$f":"K221+H221","v":17031.034},{"$f":"T215","v":15303.595000000001},{"$f":"+T217","v":394.37600000000003},{"$f":"+T219","v":1430.393},null,null,null,null,null,null,null,null,{"$f":"J221","v":0},34159.398000000001,{"$f":"+Q221","v":15472.897000000001},{"$f":"(AI227+R227+AJ227)*V226","v":16.971120245249544},{"$f":"(AI221+R221+AJ221)*U220","v":7722.866504011954},{"$f":"IF(AG221>0,(AI221+R221+AJ221)*AG220,\"\")","v":""},{"$f":"SUM(AI221:AK221)","v":23212.734624257202},{"$f":"IF(AN220=\"\",\"\",$AM221*AN220)","v":11573.297416386016},10399.430620296922,267.99492866285465,972.0116589114109,"","","","","","","","","",23212.734624257202,{"$f":"+U221","v":17031.034},{"$f":"IF(D221=\"MAR\",IF((BB221-AJ221)<0,0,BB221-AJ221),IF(D221=\"C\",IF((BB221-AJ221)<0,0,BB221-AJ221),IF((BB221-AK221)<0,0,BB221-AK221)))","v":9308.1674959880456},{"$f":"IF(AG221=0,\"\",IF(AG221-AL221<0,0,AG221-AL221))","v":""},{"$f":"IF(D221=\"MAR\",0,IF(D221=\"C\",0,AJ221))","v":16.971120245249544},{"$f":"IF(T221-BE221<0,0,T221-BE221)","v":18669.529879754751},{"$f":"IF(D221=\"MAR\",IF(AI221+R221+AJ221=0,\"Infinito\",(I221+U221+AG221)/(AI221+R221)),IF(D221=\"C\",IF(AI221+R221+AJ221=0,\"Infinito\",(I221+U221+AG221)/(AI221+R221)),IF(AI221+R221+AJ221=0,\"Infinito\",(I221+U221+AG221)/(AI221+R221+AJ221))))","v":2.2052736495124634},{"$f":"IF(BG221<1.4,\"1\", IF(BG221<3,\"2\", IF(BG221<9,\"3\", \"4\")))","v":"2"},{"$f":"IF(BG221<1.4,\"ROJO\", IF(BG221<3,\"AMARILLO\", IF(BG221<9,\"VERDE\", \"AZUL\")))","v":"AMARILLO"},{"$f":"IF(BG221<1.4,\"Déficit\", IF(BG221<3,\"Equilibrio\", IF(BG221<9,\"Disponibilidad\", \"Abundante\")))","v":"Equilibrio"},{"$f":"IF(I221+U221+AG221<=0,0,I221+U221+AG221)","v":34159.398000000001},{"$f":"IF(D221=\"MAR\",AI221+R221,IF(D221=\"C\",AI221+R221,AI221+R221+AJ221))","v":15489.86812024525},{"$f":"BK221/BL221","v":2.2052736495124634}]
[null,null,null,null,null,null,null,null,null,null,null,null,null,null,null,null,null,null,null,null,{"$f":"IF(U223=0,\"\",U223/(SUM($U223:$AG223)))","v":1},"","","","","","","","","","","","",1,null,null,null,null,null,{"$f":"IF(U222=0,\"\",U222)","v":1},"","","","","","","","","","","","",1]
[65,{"$f":"A223","v":65},{"$f":"A223","v":65},67,null,null,null,887.31399999999996,null,0,0.129,887.44299999999998,0.16300000000000001,0,0,0.16300000000000001,0.16300000000000001,0,{"$f":"L223-Q223-R223","v":887.28},{"$f":"IF(S223<0,0,S223)","v":887.28},{"$f":"K223+H223","v":887.44299999999998},null,null,null,null,null,null,null,null,null,null,null,{"$f":"J223","v":0},887.44299999999998,{"$f":"+Q223","v":0.16300000000000001},{"$f":"(AI227+R227+AJ227)*W226","v":0.80582959705538315},{"$f":"(AI223+R223+AJ223)*U222","v":0.96882959705538318},{"$f":"IF(AG223>0,(AI223+R223+AJ223)*AG222,\"\")","v":""},{"$f":"SUM(AI223:AK223)","v":1.9376591941107664},{"$f":"IF(AN222=\"\",\"\",$AM223*AN222)","v":1.9376591941107664},"","","","","","","","","","","","",1.9376591941107664,{"$f":"+U223","v":887.44299999999998},{"$f":"IF(D223=\"MAR\",IF((BB223-AJ223)<0,0,BB223-AJ223),IF(D223=\"C\",IF((BB223-AJ223)<0,0,BB223-AJ223),IF((BB223-AK223)<0,0,BB223-AK223)))","v":886.47417040294465},{"$f":"IF(AG223=0,\"\",IF(AG223-AL223<0,0,AG223-AL223))","v":""},{"$f":"IF(D223=\"MAR\",0,IF(D223=\"C\",0,AJ223))","v":0.80582959705538315},{"$f":"IF(T223-BE223<0,0,T223-BE223)","v":886.47417040294454},{"$f":"IF(D223=\"MAR\",IF(AI223+R223+AJ223=0,\"Infinito\",(I223+U223+AG223)/(AI223+R223)),IF(D223=\"C\",IF(AI223+R223+AJ223=0,\"Infinito\",(I223+U223+AG223)/(AI223+R223)),IF(AI223+R223+AJ223=0,\"Infinito\",(I223+U223+AG223)/(AI223+R223+AJ223))))","v":915.99493109753666},{"$f":"IF(BG223<1.4,\"1\", IF(BG223<3,\"2\", IF(BG223<9,\"3\", \"4\")))","v":"4"},{"$f":"IF(BG223<1.4,\"ROJO\", IF(BG223<3,\"AMARILLO\", IF(BG223<9,\"VERDE\", \"AZUL\")))","v":"AZUL"},{"$f":"IF(BG223<1.4,\"Déficit\", IF(BG223<3,\"Equilibrio\", IF(BG223<9,\"Disponibilidad\", \"Abundante\")))","v":"Abundante"},{"$f":"IF(I223+U223+AG223<=0,0,I223+U223+AG223)","v":887.44299999999998},{"$f":"IF(D223=\"MAR\",AI223+R223,IF(D223=\"C\",AI223+R223,AI223+R223+AJ223))","v":0.96882959705538318},{"$f":"BK223/BL223","v":915.99493109753666}]
[null,null,null,null,null,null,null,null,null,null,null,null,null,null,null,null,null,null,null,null,{"$f":"IF(U225=0,\"\",U225/(SUM($U225:$AG225)))","v":1},"","","","","","","","","","","","",1,null,null,null,null,null,{"$f":"IF(U224=0,\"\",U224)","v":1},"","","","","","","","","","","","",1]
[66,{"$f":"A225","v":66},{"$f":"A225","v":66},67,null,null,null,1022.513,null,0,0.13200000000000001,{"$f":"SUM(H225:K225)","v":1022.645},0.16800000000000001,0,0,{"$f":"SUM(M225:O225)","v":0.16800000000000001},{"$f":"+P225","v":0.16800000000000001},0,{"$f":"L225-Q225-R225","v":1022.477},{"$f":"IF(S225<0,0,S225)","v":1022.477},{"$f":"K225+H225","v":1022.645},null,null,null,null,null,null,null,null,null,null,null,{"$f":"J225","v":0},1022.645,{"$f":"+Q225","v":0.16800000000000001},{"$f":"(AI227+R227+AJ227)*X226","v":0.92861580212379069},{"$f":"(AI225+R225+AJ225)*U224","v":1.0966158021237906},{"$f":"IF(AG225>0,(AI225+R225+AJ225)*AG224,\"\")","v":""},{"$f":"SUM(AI225:AK225)","v":2.1932316042475812},{"$f":"IF(AN224=\"\",\"\",$AM225*AN224)","v":2.1932316042475812},"","","","","","","","","","","","",2.1932316042475812,{"$f":"+U225","v":1022.645},{"$f":"IF(D225=\"MAR\",IF((BB225-AJ225)<0,0,BB225-AJ225),IF(D225=\"C\",IF((BB225-AJ225)<0,0,BB225-AJ225),IF((BB225-AK225)<0,0,BB225-AK225)))","v":1021.5483841978762},{"$f":"IF(AG225=0,\"\",IF(AG225-AL225<0,0,AG225-AL225))","v":""},{"$f":"IF(D225=\"MAR\",0,IF(D225=\"C\",0,AJ225))","v":0.92861580212379069},{"$f":"IF(T225-BE225<0,0,T225-BE225)","v":1021.5483841978762},{"$f":"IF(D225=\"MAR\",IF(AI225+R225+AJ225=0,\"Infinito\",(I225+U225+AG225)/(AI225+R225)),IF(D225=\"C\",IF(AI225+R225+AJ225=0,\"Infinito\",(I225+U225+AG225)/(AI225+R225)),IF(AI225+R225+AJ225=0,\"Infinito\",(I225+U225+AG225)/(AI225+R225+AJ225))))","v":932.5462919825402},{"$f":"IF(BG225<1.4,\"1\", IF(BG225<3,\"2\", IF(BG225<9,\"3\", \"4\")))","v":"4"},{"$f":"IF(BG225<1.4,\"ROJO\", IF(BG225<3,\"AMARILLO\", IF(BG225<9,\"VERDE\", \"AZUL\")))","v":"AZUL"},{"$f":"IF(BG225<1.4,\"Déficit\", IF(BG225<3,\"Equilibrio\", IF(BG225<9,\"Disponibilidad\", \"Abundante\")))","v":"Abundante"},{"$f":"IF(I225+U225+AG225<=0,0,I225+U225+AG225)","v":1022.645},{"$f":"IF(D225=\"MAR\",AI225+R225,IF(D225=\"C\",AI225+R225,AI225+R225+AJ225))","v":1.0966158021237906},{"$f":"BK225/BL225","v":932.5462919825402}]
[null,null,null,null,null,null,null,null,null,null,null,null,null,null,null,null,null,null,null,null,{"$f":"IF(U227=0,\"\",U227/(SUM($U227:$AG227)))","v":4.4795186822382829E-2},0.86663488565002234,4.114990823266227E-2,4.7420019294932628E-2,"","","","","","","","","",1,null,null,null,null,null,{"$f":"IF(U226=0,\"\",U226)","v":4.4795186822382829E-2},0.86663488565002234,4.114990823266227E-2,4.7420019294932628E-2,"","","","","","","","","",1]
[67,{"$f":"A227","v":67},{"$f":"A227","v":67},"68 y 71",null,null,null,965.88,{"$f":"T221+T223+T225","v":20596.257999999998},0,0,21562.137999999999,0,0,0,0,0,0,{"$f":"L227-Q227-R227","v":21562.137999999999},{"$f":"IF(S227<0,0,S227)","v":21562.137999999999},{"$f":"K227+H227","v":965.88},{"$f":"T221","v":18686.501},{"$f":"+T223","v":887.28},{"$f":"+T225","v":1022.477},null,null,null,null,null,null,null,null,{"$f":"J227","v":0},21562.137999999999,{"$f":"+Q227","v":0},{"$f":"(AI235+R235)*V234+(AI229+R229+AJ229)*V228","v":19.582779929889735},{"$f":"(AI227+R227+AJ227)*U226","v":0.87721428546101965},{"$f":"IF(AG227>0,(AI227+R227+AJ227)*AG226,\"\")","v":""},{"$f":"SUM(AI227:AK227)","v":20.459994215350754},{"$f":"IF(AN226=\"\",\"\",$AM227*AN226)","v":0.91650926326150906},17.731344747220618,0.84192688440248442,0.97021332046614273,"","","","","","","","","",20.459994215350754,{"$f":"+U227","v":965.88},{"$f":"IF(D227=\"MAR\",IF((BB227-AJ227)<0,0,BB227-AJ227),IF(D227=\"C\",IF((BB227-AJ227)<0,0,BB227-AJ227),IF((BB227-AK227)<0,0,BB227-AK227)))","v":965.00278571453896},{"$f":"IF(AG227=0,\"\",IF(AG227-AL227<0,0,AG227-AL227))","v":""},{"$f":"IF(D227=\"MAR\",0,IF(D227=\"C\",0,AJ227))","v":19.582779929889735},{"$f":"IF(T227-BE227<0,0,T227-BE227)","v":21542.555220070109},{"$f":"IF(D227=\"MAR\",IF(AI227+R227+AJ227=0,\"Infinito\",(I227+U227+AG227)/(AI227+R227)),IF(D227=\"C\",IF(AI227+R227+AJ227=0,\"Infinito\",(I227+U227+AG227)/(AI227+R227)),IF(AI227+R227+AJ227=0,\"Infinito\",(I227+U227+AG227)/(AI227+R227+AJ227))))","v":1101.0764598895948},{"$f":"IF(BG227<1.4,\"1\", IF(BG227<3,\"2\", IF(BG227<9,\"3\", \"4\")))","v":"4"},{"$f":"IF(BG227<1.4,\"ROJO\", IF(BG227<3,\"AMARILLO\", IF(BG227<9,\"VERDE\", \"AZUL\")))","v":"AZUL"},{"$f":"IF(BG227<1.4,\"Déficit\", IF(BG227<3,\"Equilibrio\", IF(BG227<9,\"Disponibilidad\", \"Abundante\")))","v":"Abundante"},{"$f":"IF(I227+U227+AG227<=0,0,I227+U227+AG227)","v":21562.137999999999},{"$f":"IF(D227=\"MAR\",AI227+R227,IF(D227=\"C\",AI227+R227,AI227+R227+AJ227))","v":19.582779929889735},{"$f":"BK227/BL227","v":1101.0764598895948}]
[null,null,null,null,null,null,null,null,null,null,null,null,null,null,null,null,null,null,null,null,{"$f":"IF(U229=0,\"\",U229/(SUM($U229:$AG229)))","v":9.4450988071876657E-2},0.90554901192812332,"","","","","","","","","","","",1,null,null,null,null,null,{"$f":"IF(U228=0,\"\",U228)","v":9.4450988071876657E-2},0.90554901192812332,"","","","","","","","","","","",1]
[68,{"$f":"A229","v":68},{"$f":"A229","v":68},69,null,null,null,1122.6510000000001,{"$f":"T227/2","v":10781.069},0,1.841,11905.561,2.3359999999999999,0,0,2.3359999999999999,2.3359999999999999,0,{"$f":"L229-Q229-R229","v":11903.225},{"$f":"IF(S229<0,0,S229)","v":11903.225},{"$f":"K229+H229","v":1124.492},{"$f":"T227/2","v":10781.069},null,null,null,null,null,null,null,null,null,null,{"$f":"J229","v":0},11905.561,{"$f":"+Q229","v":2.3359999999999999},{"$f":"(AI231+R231+AJ231)*V230","v":12.419396247741783},{"$f":"(AI229+R229+AJ229)*U228","v":1.3936617549912729},{"$f":"IF(AG229>0,(AI229+R229+AJ229)*AG228,\"\")","v":""},{"$f":"SUM(AI229:AK229)","v":16.149058002733057},{"$f":"IF(AN228=\"\",\"\",$AM229*AN228)","v":1.5252944847881842},14.623763517944871,"","","","","","","","","","","",16.149058002733057,{"$f":"+U229","v":1124.492},{"$f":"IF(D229=\"MAR\",IF((BB229-AJ229)<0,0,BB229-AJ229),IF(D229=\"C\",IF((BB229-AJ229)<0,0,BB229-AJ229),IF((BB229-AK229)<0,0,BB229-AK229)))","v":1123.0983382450088},{"$f":"IF(AG229=0,\"\",IF(AG229-AL229<0,0,AG229-AL229))","v":""},{"$f":"IF(D229=\"MAR\",0,IF(D229=\"C\",0,AJ229))","v":12.419396247741783},{"$f":"IF(T229-BE229<0,0,T229-BE229)","v":11890.805603752258},{"$f":"IF(D229=\"MAR\",IF(AI229+R229+AJ229=0,\"Infinito\",(I229+U229+AG229)/(AI229+R229)),IF(D229=\"C\",IF(AI229+R229+AJ229=0,\"Infinito\",(I229+U229+AG229)/(AI229+R229)),IF(AI229+R229+AJ229=0,\"Infinito\",(I229+U229+AG229)/(AI229+R229+AJ229))))","v":806.86148986490741},{"$f":"IF(BG229<1.4,\"1\", IF(BG229<3,\"2\", IF(BG229<9,\"3\", \"4\")))","v":"4"},{"$f":"IF(BG229<1.4,\"ROJO\", IF(BG229<3,\"AMARILLO\", IF(BG229<9,\"VERDE\", \"AZUL\")))","v":"AZUL"},{"$f":"IF(BG229<1.4,\"Déficit\", IF(BG229<3,\"Equilibrio\", IF(BG229<9,\"Disponibilidad\", \"Abundante\")))","v":"Abundante"},{"$f":"IF(I229+U229+AG229<=0,0,I229+U229+AG229)","v":11905.561},{"$f":"IF(D229=\"MAR\",AI229+R229,IF(D229=\"C\",AI229+R229,AI229+R229+AJ229))","v":14.755396247741784},{"$f":"BK229/BL229","v":806.86148986490741}]
[null,null,null,null,null,null,null,null,null,null,null,null,null,null,null,null,null,null,null,null,{"$f":"IF(U231=0,\"\",U231/(SUM($U231:$AG231)))","v":1.647934021826095E-2},0.98352065978173908,"","","","","","","","","","","",1,null,null,null,null,null,{"$f":"IF(U230=0,\"\",U230)","v":1.647934021826095E-2},0.98352065978173908,"","","","","","","","","","","",1]
[69,{"$f":"A231","v":69},{"$f":"A231","v":69},115,null,null,null,199.26300000000001,{"$f":"T229","v":11903.225},0,0.18099999999999999,12102.669000000002,0.22700000000000001,0,0,0.22700000000000001,0.22700000000000001,0,{"$f":"L231-Q231-R231","v":12102.442000000001},{"$f":"IF(S231<0,0,S231)","v":12102.442000000001},{"$f":"K231+H231","v":199.44400000000002},{"$f":"T229","v":11903.225},null,null,null,null,null,null,null,null,null,null,{"$f":"J231","v":0},12102.669,{"$f":"+Q231","v":0.22700000000000001},{"$f":"(AI323+R323)*V322","v":12.400488933987285},{"$f":"(AI231+R231+AJ231)*U230","v":0.20809268624550176},{"$f":"IF(AG231>0,(AI231+R231+AJ231)*AG230,\"\")","v":""},{"$f":"SUM(AI231:AK231)","v":12.835581620232787},{"$f":"IF(AN230=\"\",\"\",$AM231*AN230)","v":0.21152191641907322},12.624059703813714,"","","","","","","","","","","",12.835581620232787,{"$f":"+U231","v":199.44400000000002},{"$f":"IF(D231=\"MAR\",IF((BB231-AJ231)<0,0,BB231-AJ231),IF(D231=\"C\",IF((BB231-AJ231)<0,0,BB231-AJ231),IF((BB231-AK231)<0,0,BB231-AK231)))","v":199.23590731375452},{"$f":"IF(AG231=0,\"\",IF(AG231-AL231<0,0,AG231-AL231))","v":""},{"$f":"IF(D231=\"MAR\",0,IF(D231=\"C\",0,AJ231))","v":12.400488933987285},{"$f":"IF(T231-BE231<0,0,T231-BE231)","v":12090.041511066014},{"$f":"IF(D231=\"MAR\",IF(AI231+R231+AJ231=0,\"Infinito\",(I231+U231+AG231)/(AI231+R231)),IF(D231=\"C\",IF(AI231+R231+AJ231=0,\"Infinito\",(I231+U231+AG231)/(AI231+R231)),IF(AI231+R231+AJ231=0,\"Infinito\",(I231+U231+AG231)/(AI231+R231+AJ231))))","v":958.43829784916966},{"$f":"IF(BG231<1.4,\"1\", IF(BG231<3,\"2\", IF(BG231<9,\"3\", \"4\")))","v":"4"},{"$f":"IF(BG231<1.4,\"ROJO\", IF(BG231<3,\"AMARILLO\", IF(BG231<9,\"VERDE\", \"AZUL\")))","v":"AZUL"},{"$f":"IF(BG231<1.4,\"Déficit\", IF(BG231<3,\"Equilibrio\", IF(BG231<9,\"Disponibilidad\", \"Abundante\")))","v":"Abundante"},{"$f":"IF(I231+U231+AG231<=0,0,I231+U231+AG231)","v":12102.669},{"$f":"IF(D231=\"MAR\",AI231+R231,IF(D231=\"C\",AI231+R231,AI231+R231+AJ231))","v":12.627488933987285},{"$f":"BK231/BL231","v":958.43829784916966}]
[null,null,null,null,null,null,null,null,null,null,null,null,null,null,null,null,null,null,null,null,{"$f":"IF(U233=0,\"\",U233/(SUM($U233:$AG233)))","v":1},"","","","","","","","","","","","",1,null,null,null,null,null,{"$f":"IF(U232=0,\"\",U232)","v":1},"","","","","","","","","","","","",1]
[70,{"$f":"A233","v":70},{"$f":"A233","v":70},71,null,null,null,368.30799999999999,null,0,1.9970000000000001,370.30500000000001,2.5350000000000001,0,0,2.5350000000000001,2.5350000000000001,0,{"$f":"L233-Q233-R233","v":367.77},{"$f":"IF(S233<0,0,S233)","v":367.77},{"$f":"K233+H233","v":370.30500000000001},null,null,null,null,null,null,null,null,null,null,null,{"$f":"J233","v":0},370.30500000000001,{"$f":"+Q233","v":2.5350000000000001},{"$f":"(AI235+R235)*W234","v":0.21221586471774673},{"$f":"(AI233+R233+AJ233)*U232","v":2.7472158647177469},{"$f":"IF(AG233>0,(AI233+R233+AJ233)*AG232,\"\")","v":""},{"$f":"SUM(AI233:AK233)","v":5.4944317294354938},{"$f":"IF(AN232=\"\",\"\",$AM233*AN232)","v":5.4944317294354938},"","","","","","","","","","","","",5.4944317294354938,{"$f":"+U233","v":370.30500000000001},{"$f":"IF(D233=\"MAR\",IF((BB233-AJ233)<0,0,BB233-AJ233),IF(D233=\"C\",IF((BB233-AJ233)<0,0,BB233-AJ233),IF((BB233-AK233)<0,0,BB233-AK233)))","v":367.55778413528225},{"$f":"IF(AG233=0,\"\",IF(AG233-AL233<0,0,AG233-AL233))","v":""},{"$f":"IF(D233=\"MAR\",0,IF(D233=\"C\",0,AJ233))","v":0.21221586471774673},{"$f":"IF(T233-BE233<0,0,T233-BE233)","v":367.55778413528225},{"$f":"IF(D233=\"MAR\",IF(AI233+R233+AJ233=0,\"Infinito\",(I233+U233+AG233)/(AI233+R233)),IF(D233=\"C\",IF(AI233+R233+AJ233=0,\"Infinito\",(I233+U233+AG233)/(AI233+R233)),IF(AI233+R233+AJ233=0,\"Infinito\",(I233+U233+AG233)/(AI233+R233+AJ233))))","v":134.79282962645738},{"$f":"IF(BG233<1.4,\"1\", IF(BG233<3,\"2\", IF(BG233<9,\"3\", \"4\")))","v":"4"},{"$f":"IF(BG233<1.4,\"ROJO\", IF(BG233<3,\"AMARILLO\", IF(BG233<9,\"VERDE\", \"AZUL\")))","v":"AZUL"},{"$f":"IF(BG233<1.4,\"Déficit\", IF(BG233<3,\"Equilibrio\", IF(BG233<9,\"Disponibilidad\", \"Abundante\")))","v":"Abundante"},{"$f":"IF(I233+U233+AG233<=0,0,I233+U233+AG233)","v":370.30500000000001},{"$f":"IF(D233=\"MAR\",AI233+R233,IF(D233=\"C\",AI233+R233,AI233+R233+AJ233))","v":2.7472158647177469},{"$f":"BK233/BL233","v":134.79282962645738}]
[null,null,null,null,null,null,null,null,null,null,null,null,null,null,null,null,null,null,null,null,{"$f":"IF(U235=0,\"\",U235/(SUM($U235:$AG235)))","v":5.4627288485382341E-2},0.91418742647159823,3.1185285043019359E-2,"","","","","","","","","","",0.99999999999999989,null,null,null,null,null,null,{"$f":"IF(V234=0,\"\",V234)","v":0.91418742647159823},3.1185285043019359E-2,"","","","","","","","","",""]
[71,{"$f":"A235","v":71},{"$f":"A235","v":71},"MAR",null,null,null,639.32100000000003,{"$f":"T227/2+T233","v":11148.839},0,4.9020000000000001,11793.062,6.8049999999999997,0,0,6.8049999999999997,6.8049999999999997,0,{"$f":"L235-Q235-R235","v":11786.257},{"$f":"IF(S235<0,0,S235)","v":11786.257},{"$f":"K235+H235","v":644.22300000000007},{"$f":"T227/2","v":10781.069},{"$f":"+T233","v":367.77},null,null,null,null,null,null,null,null,null,{"$f":"J235","v":0},11793.062,{"$f":"+Q235","v":6.8049999999999997},{"$f":"(AI235+R235)*U234","v":0.37173869814302679},null,{"$f":"IF(AG235>0,(AI235+R235+AJ235)*AG234,\"\")","v":""},{"$f":"SUM(AI235:AK235)","v":7.1767386981430263},{"$f":"IF(AN234=\"\",\"\",$AM235*AN234)","v":""},6.5608842809145012,0.22380864198085795,"","","","","","","","","","",{"$f":"SUM(AN235:AZ235)","v":6.784692922895359},{"$f":"+U235","v":644.22300000000007},{"$f":"IF(D235=\"MAR\",IF((BB235-AJ235)<0,0,BB235-AJ235),IF(D235=\"C\",IF((BB235-AJ235)<0,0,BB235-AJ235),IF((BB235-AK235)<0,0,BB235-AK235)))","v":643.85126130185699},{"$f":"IF(AG235=0,\"\",IF(AG235-AL235<0,0,AG235-AL235))","v":""},{"$f":"IF(D235=\"MAR\",0,IF(D235=\"C\",0,AJ235))","v":0},{"$f":"IF(T235-BE235<0,0,T235-BE235)","v":11786.257},{"$f":"IF(D235=\"MAR\",IF(AI235+R235+AJ235=0,\"Infinito\",(I235+U235+AG235)/(AI235+R235)),IF(D235=\"C\",IF(AI235+R235+AJ235=0,\"Infinito\",(I235+U235+AG235)/(AI235+R235)),IF(AI235+R235+AJ235=0,\"Infinito\",(I235+U235+AG235)/(AI235+R235+AJ235))))","v":1732.9995591476857},{"$f":"IF(BG235<1.4,\"1\", IF(BG235<3,\"2\", IF(BG235<9,\"3\", \"4\")))","v":"4"},{"$f":"IF(BG235<1.4,\"ROJO\", IF(BG235<3,\"AMARILLO\", IF(BG235<9,\"VERDE\", \"AZUL\")))","v":"AZUL"},{"$f":"IF(BG235<1.4,\"Déficit\", IF(BG235<3,\"Equilibrio\", IF(BG235<9,\"Disponibilidad\", \"Abundante\")))","v":"Abundante"},{"$f":"IF(I235+U235+AG235<=0,0,I235+U235+AG235)","v":11793.062},{"$f":"IF(D235=\"MAR\",AI235+R235,IF(D235=\"C\",AI235+R235,AI235+R235+AJ235))","v":6.8049999999999997},{"$f":"BK235/BL235","v":1732.9995591476857}]
[null,null,null,null,null,null,null,null,null,null,null,null,null,null,null,null,null,null,null,null,{"$f":"IF(U237=0,\"\",U237/(SUM($U237:$AG237)))","v":1},"","","","","","","","","","","","",1,null,null,null,null,null,null,{"$f":"IF(V236=0,\"\",V236)","v":""},"","","","","","","","","","",""]
[72,{"$f":"A237","v":72},{"$f":"A237","v":72},"MAR",null,null,null,556.92499999999995,null,0,1.5780000000000001,558.50299999999993,1.9790000000000001,0,0,1.9790000000000001,1.9790000000000001,0,{"$f":"L237-Q237-R237","v":556.52399999999989},{"$f":"IF(S237<0,0,S237)","v":556.52399999999989},{"$f":"K237+H237","v":558.50299999999993},null,null,null,null,null,null,null,null,null,null,null,{"$f":"J237","v":0},558.50299999999993,{"$f":"+Q237","v":1.9790000000000001},{"$f":"(AI237+R237)","v":1.9790000000000001},null,{"$f":"IF(AG237>0,(AI237+R237+AJ237)*AG236,\"\")","v":""},{"$f":"SUM(AI237:AK237)","v":3.9580000000000002},{"$f":"IF(AN236=\"\",\"\",$AM237*AN236)","v":""},"","","","","","","","","","","","",{"$f":"SUM(AN237:AZ237)","v":0},{"$f":"+U237","v":558.50299999999993},{"$f":"IF(D237=\"MAR\",IF((BB237-AJ237)<0,0,BB237-AJ237),IF(D237=\"C\",IF((BB237-AJ237)<0,0,BB237-AJ237),IF((BB237-AK237)<0,0,BB237-AK237)))","v":556.52399999999989},{"$f":"IF(AG237=0,\"\",IF(AG237-AL237<0,0,AG237-AL237))","v":""},{"$f":"IF(D237=\"MAR\",0,IF(D237=\"C\",0,AJ237))","v":0},{"$f":"IF(T237-BE237<0,0,T237-BE237)","v":556.52399999999989},{"$f":"IF(D237=\"MAR\",IF(AI237+R237+AJ237=0,\"Infinito\",(I237+U237+AG237)/(AI237+R237)),IF(D237=\"C\",IF(AI237+R237+AJ237=0,\"Infinito\",(I237+U237+AG237)/(AI237+R237)),IF(AI237+R237+AJ237=0,\"Infinito\",(I237+U237+AG237)/(AI237+R237+AJ237))))","v":282.21475492673062},{"$f":"IF(BG237<1.4,\"1\", IF(BG237<3,\"2\", IF(BG237<9,\"3\", \"4\")))","v":"4"},{"$f":"IF(BG237<1.4,\"ROJO\", IF(BG237<3,\"AMARILLO\", IF(BG237<9,\"VERDE\", \"AZUL\")))","v":"AZUL"},{"$f":"IF(BG237<1.4,\"Déficit\", IF(BG237<3,\"Equilibrio\", IF(BG237<9,\"Disponibilidad\", \"Abundante\")))","v":"Abundante"},{"$f":"IF(I237+U237+AG237<=0,0,I237+U237+AG237)","v":558.50299999999993},{"$f":"IF(D237=\"MAR\",AI237+R237,IF(D237=\"C\",AI237+R237,AI237+R237+AJ237))","v":1.9790000000000001},{"$f":"BK237/BL237","v":282.21475492673062}]
[null,null,null,null,null,null,null,null,null,null,null,null,null,null,null,null,null,null,null,null,{"$f":"IF(U239=0,\"\",U239/(SUM($U239:$AG239)))","v":1},"","","","","","","","","","","","",1,null,null,null,null,null,{"$f":"IF(U238=0,\"\",U238)","v":1},"","","","","","","","","","","",""]
[73,{"$f":"A239","v":73},{"$f":"A239","v":73},79,null,null,null,558.69600000000003,null,0,0.64700000000000002,559.34300000000007,0.80800000000000005,0,0,0.80800000000000005,0.80800000000000005,0,{"$f":"L239-Q239-R239","v":558.53500000000008},{"$f":"IF(S239<0,0,S239)","v":558.53500000000008},{"$f":"K239+H239","v":559.34300000000007},null,null,null,null,null,null,null,null,null,null,null,{"$f":"J239","v":0},559.34300000000007,{"$f":"+Q239","v":0.80800000000000005},{"$f":"(AI251+R251+AJ251)*V250","v":1.6508883821791185},{"$f":"(AI239+R239+AJ239)*U238","v":2.4588883821791185},{"$f":"IF(AG239>0,(AI239+R239+AJ239)*AG238,\"\")","v":""},{"$f":"SUM(AI239:AK239)","v":4.9177767643582371},{"$f":"IF(AN238=\"\",\"\",$AM239*AN238)","v":4.9177767643582371},"","","","","","","","","","","","",{"$f":"SUM(AN239:AZ239)","v":4.9177767643582371},{"$f":"+U239","v":559.34300000000007},{"$f":"IF(D239=\"MAR\",IF((BB239-AJ239)<0,0,BB239-AJ239),IF(D239=\"C\",IF((BB239-AJ239)<0,0,BB239-AJ239),IF((BB239-AK239)<0,0,BB239-AK239)))","v":556.88411161782096},{"$f":"IF(AG239=0,\"\",IF(AG239-AL239<0,0,AG239-AL239))","v":""},{"$f":"IF(D239=\"MAR\",0,IF(D239=\"C\",0,AJ239))","v":1.6508883821791185},{"$f":"IF(T239-BE239<0,0,T239-BE239)","v":556.88411161782096},{"$f":"IF(D239=\"MAR\",IF(AI239+R239+AJ239=0,\"Infinito\",(I239+U239+AG239)/(AI239+R239)),IF(D239=\"C\",IF(AI239+R239+AJ239=0,\"Infinito\",(I239+U239+AG239)/(AI239+R239)),IF(AI239+R239+AJ239=0,\"Infinito\",(I239+U239+AG239)/(AI239+R239+AJ239))))","v":227.4779953632131},{"$f":"IF(BG239<1.4,\"1\", IF(BG239<3,\"2\", IF(BG239<9,\"3\", \"4\")))","v":"4"},{"$f":"IF(BG239<1.4,\"ROJO\", IF(BG239<3,\"AMARILLO\", IF(BG239<9,\"VERDE\", \"AZUL\")))","v":"AZUL"},{"$f":"IF(BG239<1.4,\"Déficit\", IF(BG239<3,\"Equilibrio\", IF(BG239<9,\"Disponibilidad\", \"Abundante\")))","v":"Abundante"},{"$f":"IF(I239+U239+AG239<=0,0,I239+U239+AG239)","v":559.34300000000007},{"$f":"IF(D239=\"MAR\",AI239+R239,IF(D239=\"C\",AI239+R239,AI239+R239+AJ239))","v":2.4588883821791185},{"$f":"BK239/BL239","v":227.4779953632131}]
[null,null,null,null,null,null,null,null,null,null,null,null,null,null,null,null,null,null,null,null,{"$f":"IF(U241=0,\"\",U241/(SUM($U241:$AG241)))","v":1},"","","","","","","","","","","","",1,null,null,null,null,null,{"$f":"IF(U240=0,\"\",U240)","v":1},"","","","","","","","","","","","",1]
[74,{"$f":"A241","v":74},{"$f":"A241","v":74},79,null,null,null,474.08300000000003,null,0,0.63400000000000001,474.71700000000004,0.79300000000000004,0,0,0.79300000000000004,0.79300000000000004,0,{"$f":"L241-Q241-R241","v":473.92400000000004},{"$f":"IF(S241<0,0,S241)","v":473.92400000000004},{"$f":"K241+H241","v":474.71700000000004},null,null,null,null,null,null,null,null,null,null,null,{"$f":"J241","v":0},474.71700000000004,{"$f":"+Q241","v":0.79300000000000004},{"$f":"(AI251+R251+AJ251)*W250","v":1.4007996376876231},{"$f":"(AI241+R241+AJ241)*U240","v":2.193799637687623},{"$f":"IF(AG241>0,(AI241+R241+AJ241)*AG240,\"\")","v":""},{"$f":"SUM(AI241:AK241)","v":4.387599275375246},{"$f":"IF(AN240=\"\",\"\",$AM241*AN240)","v":4.387599275375246},"","","","","","","","","","","","",4.387599275375246,{"$f":"+U241","v":474.71700000000004},{"$f":"IF(D241=\"MAR\",IF((BB241-AJ241)<0,0,BB241-AJ241),IF(D241=\"C\",IF((BB241-AJ241)<0,0,BB241-AJ241),IF((BB241-AK241)<0,0,BB241-AK241)))","v":472.52320036231242},{"$f":"IF(AG241=0,\"\",IF(AG241-AL241<0,0,AG241-AL241))","v":""},{"$f":"IF(D241=\"MAR\",0,IF(D241=\"C\",0,AJ241))","v":1.4007996376876231},{"$f":"IF(T241-BE241<0,0,T241-BE241)","v":472.52320036231242},{"$f":"IF(D241=\"MAR\",IF(AI241+R241+AJ241=0,\"Infinito\",(I241+U241+AG241)/(AI241+R241)),IF(D241=\"C\",IF(AI241+R241+AJ241=0,\"Infinito\",(I241+U241+AG241)/(AI241+R241)),IF(AI241+R241+AJ241=0,\"Infinito\",(I241+U241+AG241)/(AI241+R241+AJ241))))","v":216.39031744046417},{"$f":"IF(BG241<1.4,\"1\", IF(BG241<3,\"2\", IF(BG241<9,\"3\", \"4\")))","v":"4"},{"$f":"IF(BG241<1.4,\"ROJO\", IF(BG241<3,\"AMARILLO\", IF(BG241<9,\"VERDE\", \"AZUL\")))","v":"AZUL"},{"$f":"IF(BG241<1.4,\"Déficit\", IF(BG241<3,\"Equilibrio\", IF(BG241<9,\"Disponibilidad\", \"Abundante\")))","v":"Abundante"},{"$f":"IF(I241+U241+AG241<=0,0,I241+U241+AG241)","v":474.71700000000004},{"$f":"IF(D241=\"MAR\",AI241+R241,IF(D241=\"C\",AI241+R241,AI241+R241+AJ241))","v":2.193799637687623},{"$f":"BK241/BL241","v":216.39031744046417}]
[null,null,null,null,null,null,null,null,null,null,null,null,null,null,null,null,null,null,null,null,{"$f":"IF(U243=0,\"\",U243/(SUM($U243:$AG243)))","v":1},"","","","","","","","","","","","",1,null,null,null,null,null,{"$f":"IF(U242=0,\"\",U242)","v":1},"","","","","","","","","","","","",1]
[75,{"$f":"A243","v":75},{"$f":"A243","v":75},79,null,null,null,972.38300000000004,null,0,3.8780000000000001,976.26100000000008,4.8719999999999999,0,0,4.8719999999999999,4.8719999999999999,0,{"$f":"L243-Q243-R243","v":971.38900000000012},{"$f":"IF(S243<0,0,S243)","v":971.38900000000012},{"$f":"K243+H243","v":976.26100000000008},null,null,null,null,null,null,null,null,null,null,null,{"$f":"J243","v":0},976.26100000000008,{"$f":"+Q243","v":4.8719999999999999},{"$f":"(AI251+R251+AJ251)*X250","v":2.8711805252608911},{"$f":"(AI243+R243+AJ243)*U242","v":7.7431805252608914},{"$f":"IF(AG243>0,(AI243+R243+AJ243)*AG242,\"\")","v":""},{"$f":"SUM(AI243:AK243)","v":15.486361050521783},{"$f":"IF(AN242=\"\",\"\",$AM243*AN242)","v":15.486361050521783},"","","","","","","","","","","","",15.486361050521783,{"$f":"+U243","v":976.26100000000008},{"$f":"IF(D243=\"MAR\",IF((BB243-AJ243)<0,0,BB243-AJ243),IF(D243=\"C\",IF((BB243-AJ243)<0,0,BB243-AJ243),IF((BB243-AK243)<0,0,BB243-AK243)))","v":968.51781947473921},{"$f":"IF(AG243=0,\"\",IF(AG243-AL243<0,0,AG243-AL243))","v":""},{"$f":"IF(D243=\"MAR\",0,IF(D243=\"C\",0,AJ243))","v":2.8711805252608911},{"$f":"IF(T243-BE243<0,0,T243-BE243)","v":968.51781947473921},{"$f":"IF(D243=\"MAR\",IF(AI243+R243+AJ243=0,\"Infinito\",(I243+U243+AG243)/(AI243+R243)),IF(D243=\"C\",IF(AI243+R243+AJ243=0,\"Infinito\",(I243+U243+AG243)/(AI243+R243)),IF(AI243+R243+AJ243=0,\"Infinito\",(I243+U243+AG243)/(AI243+R243+AJ243))))","v":126.08010323601577},{"$f":"IF(BG243<1.4,\"1\", IF(BG243<3,\"2\", IF(BG243<9,\"3\", \"4\")))","v":"4"},{"$f":"IF(BG243<1.4,\"ROJO\", IF(BG243<3,\"AMARILLO\", IF(BG243<9,\"VERDE\", \"AZUL\")))","v":"AZUL"},{"$f":"IF(BG243<1.4,\"Déficit\", IF(BG243<3,\"Equilibrio\", IF(BG243<9,\"Disponibilidad\", \"Abundante\")))","v":"Abundante"},{"$f":"IF(I243+U243+AG243<=0,0,I243+U243+AG243)","v":976.26100000000008},{"$f":"IF(D243=\"MAR\",AI243+R243,IF(D243=\"C\",AI243+R243,AI243+R243+AJ243))","v":7.7431805252608914},{"$f":"BK243/BL243","v":126.08010323601577}]
[null,null,null,null,null,null,null,null,null,null,null,null,null,null,null,null,null,null,null,null,{"$f":"IF(U245=0,\"\",U245/(SUM($U245:$AG245)))","v":1},"","","","","","","","","","","","",1,null,null,null,null,null,{"$f":"IF(U244=0,\"\",U244)","v":1},"","","","","","","","","","","","",1]
[76,{"$f":"A245","v":76},{"$f":"A245","v":76},80,null,null,null,1675.2,null,0,1.819,1677.019,2.2879999999999998,0,0,2.2879999999999998,2.2879999999999998,0,{"$f":"L245-Q245-R245","v":1674.731},{"$f":"IF(S245<0,0,S245)","v":1674.731},{"$f":"K245+H245","v":1677.019},null,null,null,null,null,null,null,null,null,null,null,{"$f":"J245","v":0},1677.019,{"$f":"+Q245","v":2.2879999999999998},{"$f":"(AI253+R253+AJ253)*V252","v":5.2848753287059305},{"$f":"(AI245+R245+AJ245)*U244","v":7.5728753287059298},{"$f":"IF(AG245>0,(AI245+R245+AJ245)*AG244,\"\")","v":""},{"$f":"SUM(AI245:AK245)","v":15.14575065741186},{"$f":"IF(AN244=\"\",\"\",$AM245*AN244)","v":15.14575065741186},"","","","","","","","","","","","",15.14575065741186,{"$f":"+U245","v":1677.019},{"$f":"IF(D245=\"MAR\",IF((BB245-AJ245)<0,0,BB245-AJ245),IF(D245=\"C\",IF((BB245-AJ245)<0,0,BB245-AJ245),IF((BB245-AK245)<0,0,BB245-AK245)))","v":1669.446124671294},{"$f":"IF(AG245=0,\"\",IF(AG245-AL245<0,0,AG245-AL245))","v":""},{"$f":"IF(D245=\"MAR\",0,IF(D245=\"C\",0,AJ245))","v":5.2848753287059305},{"$f":"IF(T245-BE245<0,0,T245-BE245)","v":1669.446124671294},{"$f":"IF(D245=\"MAR\",IF(AI245+R245+AJ245=0,\"Infinito\",(I245+U245+AG245)/(AI245+R245)),IF(D245=\"C\",IF(AI245+R245+AJ245=0,\"Infinito\",(I245+U245+AG245)/(AI245+R245)),IF(AI245+R245+AJ245=0,\"Infinito\",(I245+U245+AG245)/(AI245+R245+AJ245))))","v":221.45076040576689},{"$f":"IF(BG245<1.4,\"1\", IF(BG245<3,\"2\", IF(BG245<9,\"3\", \"4\")))","v":"4"},{"$f":"IF(BG245<1.4,\"ROJO\", IF(BG245<3,\"AMARILLO\", IF(BG245<9,\"VERDE\", \"AZUL\")))","v":"AZUL"},{"$f":"IF(BG245<1.4,\"Déficit\", IF(BG245<3,\"Equilibrio\", IF(BG245<9,\"Disponibilidad\", \"Abundante\")))","v":"Abundante"},{"$f":"IF(I245+U245+AG245<=0,0,I245+U245+AG245)","v":1677.019},{"$f":"IF(D245=\"MAR\",AI245+R245,IF(D245=\"C\",AI245+R245,AI245+R245+AJ245))","v":7.5728753287059298},{"$f":"BK245/BL245","v":221.45076040576689}]
[null,null,null,null,null,null,null,null,null,null,null,null,null,null,null,null,null,null,null,null,{"$f":"IF(U247=0,\"\",U247/(SUM($U247:$AG247)))","v":1},"","","","","","","","","","","","",{"$f":"SUM(U246:AG246)","v":1},null,null,null,null,null,{"$f":"IF(U246=0,\"\",U246)","v":1},"","","","","","","","","","","","",1]
[77,{"$f":"A247","v":77},{"$f":"A247","v":77},81,null,null,null,1088.203,null,0,4.593,1092.796,5.952,0,0,5.952,5.952,0,{"$f":"L247-Q247-R247","v":1086.8440000000001},{"$f":"IF(S247<0,0,S247)","v":1086.8440000000001},{"$f":"K247+H247","v":1092.796},null,null,null,null,null,null,null,null,null,null,null,{"$f":"J247","v":0},{"$f":"SUM(U247:AG247)","v":1092.796},{"$f":"+Q247","v":5.952},{"$f":"(AI255+R255+AJ255)*V254","v":3.4453183998519772},{"$f":"(AI247+R247+AJ247)*U246","v":9.3973183998519776},{"$f":"IF(AG247>0,(AI247+R247+AJ247)*AG246,\"\")","v":""},{"$f":"SUM(AI247:AK247)","v":18.794636799703955},{"$f":"IF(AN246=\"\",\"\",$AM247*AN246)","v":18.794636799703955},"","","","","","","","","","","","",18.794636799703955,{"$f":"+U247","v":1092.796},{"$f":"IF(D247=\"MAR\",IF((BB247-AJ247)<0,0,BB247-AJ247),IF(D247=\"C\",IF((BB247-AJ247)<0,0,BB247-AJ247),IF((BB247-AK247)<0,0,BB247-AK247)))","v":1083.3986816001482},{"$f":"IF(AG247=0,\"\",IF(AG247-AL247<0,0,AG247-AL247))","v":""},{"$f":"IF(D247=\"MAR\",0,IF(D247=\"C\",0,AJ247))","v":3.4453183998519772},{"$f":"IF(T247-BE247<0,0,T247-BE247)","v":1083.3986816001482},{"$f":"IF(D247=\"MAR\",IF(AI247+R247+AJ247=0,\"Infinito\",(I247+U247+AG247)/(AI247+R247)),IF(D247=\"C\",IF(AI247+R247+AJ247=0,\"Infinito\",(I247+U247+AG247)/(AI247+R247)),IF(AI247+R247+AJ247=0,\"Infinito\",(I247+U247+AG247)/(AI247+R247+AJ247))))","v":116.28806788298387},{"$f":"IF(BG247<1.4,\"1\", IF(BG247<3,\"2\", IF(BG247<9,\"3\", \"4\")))","v":"4"},{"$f":"IF(BG247<1.4,\"ROJO\", IF(BG247<3,\"AMARILLO\", IF(BG247<9,\"VERDE\", \"AZUL\")))","v":"AZUL"},{"$f":"IF(BG247<1.4,\"Déficit\", IF(BG247<3,\"Equilibrio\", IF(BG247<9,\"Disponibilidad\", \"Abundante\")))","v":"Abundante"},{"$f":"IF(I247+U247+AG247<=0,0,I247+U247+AG247)","v":1092.796},{"$f":"IF(D247=\"MAR\",AI247+R247,IF(D247=\"C\",AI247+R247,AI247+R247+AJ247))","v":9.3973183998519776},{"$f":"BK247/BL247","v":116.28806788298387}]
[null,null,null,null,null,null,null,null,null,null,null,null,null,null,null,null,null,null,null,null,{"$f":"IF(U249=0,\"\",U249/(SUM($U249:$AG249)))","v":1},"","","","","","","","","","","","",{"$f":"SUM(U248:AG248)","v":1},null,null,null,null,null,{"$f":"IF(U248=0,\"\",U248)","v":1},"","","","","","","","","","","","",1]
[78,{"$f":"A249","v":78},{"$f":"A249","v":78},81,null,null,null,390.21699999999998,null,0,4.0670000000000002,394.28399999999999,5.0839999999999996,0,0,5.0839999999999996,5.0839999999999996,0,{"$f":"L249-Q249-R249","v":389.2},{"$f":"IF(S249<0,0,S249)","v":389.2},{"$f":"K249+H249","v":394.28399999999999},null,null,null,null,null,null,null,null,null,null,null,{"$f":"J249","v":0},{"$f":"SUM(U249:AG249)","v":394.28399999999999},{"$f":"+Q249","v":5.0839999999999996},{"$f":"(AI255+R255+AJ255)*W254","v":1.2337722076235313},{"$f":"(AI249+R249+AJ249)*U248","v":6.3177722076235305},{"$f":"IF(AG249>0,(AI249+R249+AJ249)*AG248,\"\")","v":""},{"$f":"SUM(AI249:AK249)","v":12.635544415247061},{"$f":"IF(AN248=\"\",\"\",$AM249*AN248)","v":12.635544415247061},"","","","","","","","","","","","",12.635544415247061,{"$f":"+U249","v":394.28399999999999},{"$f":"IF(D249=\"MAR\",IF((BB249-AJ249)<0,0,BB249-AJ249),IF(D249=\"C\",IF((BB249-AJ249)<0,0,BB249-AJ249),IF((BB249-AK249)<0,0,BB249-AK249)))","v":387.96622779237646},{"$f":"IF(AG249=0,\"\",IF(AG249-AL249<0,0,AG249-AL249))","v":""},{"$f":"IF(D249=\"MAR\",0,IF(D249=\"C\",0,AJ249))","v":1.2337722076235313},{"$f":"IF(T249-BE249<0,0,T249-BE249)","v":387.96622779237646},{"$f":"IF(D249=\"MAR\",IF(AI249+R249+AJ249=0,\"Infinito\",(I249+U249+AG249)/(AI249+R249)),IF(D249=\"C\",IF(AI249+R249+AJ249=0,\"Infinito\",(I249+U249+AG249)/(AI249+R249)),IF(AI249+R249+AJ249=0,\"Infinito\",(I249+U249+AG249)/(AI249+R249+AJ249))))","v":62.408707854997573},{"$f":"IF(BG249<1.4,\"1\", IF(BG249<3,\"2\", IF(BG249<9,\"3\", \"4\")))","v":"4"},{"$f":"IF(BG249<1.4,\"ROJO\", IF(BG249<3,\"AMARILLO\", IF(BG249<9,\"VERDE\", \"AZUL\")))","v":"AZUL"},{"$f":"IF(BG249<1.4,\"Déficit\", IF(BG249<3,\"Equilibrio\", IF(BG249<9,\"Disponibilidad\", \"Abundante\")))","v":"Abundante"},{"$f":"IF(I249+U249+AG249<=0,0,I249+U249+AG249)","v":394.28399999999999},{"$f":"IF(D249=\"MAR\",AI249+R249,IF(D249=\"C\",AI249+R249,AI249+R249+AJ249))","v":6.3177722076235305},{"$f":"BK249/BL249","v":62.408707854997573}]
[null,null,null,null,null,null,null,null,null,null,null,null,null,null,null,null,null,null,null,null,{"$f":"IF(U251=0,\"\",U251/(SUM($U251:$AG251)))","v":0.54525106473560714},0.12675272603405929,0.10755128851901047,0.22044492071132304,"","","","","","","","","",{"$f":"SUM(U250:AG250)","v":1},null,null,null,null,null,{"$f":"IF(U250=0,\"\",U250)","v":0.54525106473560714},0.12675272603405929,0.10755128851901047,0.22044492071132304,"","","","","","","","","",1]
[79,{"$f":"A251","v":79},{"$f":"A251","v":79},82,null,null,null,2399.7440000000001,{"$f":"T239+T241+T243","v":2003.8480000000002},0,2.9009999999999998,4406.4930000000004,3.8079999999999998,0,0,3.8079999999999998,3.8079999999999998,0,{"$f":"L251-Q251-R251","v":4402.6850000000004},{"$f":"IF(S251<0,0,S251)","v":4402.6850000000004},{"$f":"K251+H251","v":2402.645},{"$f":"T239","v":558.53500000000008},{"$f":"+T241","v":473.92400000000004},{"$f":"+T243","v":971.38900000000012},null,null,null,null,null,null,null,null,{"$f":"J251","v":0},{"$f":"SUM(U251:AG251)","v":4406.4930000000004},{"$f":"+Q251","v":3.8079999999999998},{"$f":"(AI257+R257+AJ257)*V256","v":9.216480291930873},{"$f":"(AI251+R251+AJ251)*U250","v":7.1016117468032398},{"$f":"IF(AG251>0,(AI251+R251+AJ251)*AG250,\"\")","v":""},{"$f":"SUM(AI251:AK251)","v":20.126092038734114},{"$f":"IF(AN250=\"\",\"\",$AM251*AN250)","v":10.973773113086603},2.5510370303219272,2.1645871316180525,4.436694763707532,"","","","","","","","","",20.126092038734114,{"$f":"+U251","v":2402.645},{"$f":"IF(D251=\"MAR\",IF((BB251-AJ251)<0,0,BB251-AJ251),IF(D251=\"C\",IF((BB251-AJ251)<0,0,BB251-AJ251),IF((BB251-AK251)<0,0,BB251-AK251)))","v":2395.5433882531966},{"$f":"IF(AG251=0,\"\",IF(AG251-AL251<0,0,AG251-AL251))","v":""},{"$f":"IF(D251=\"MAR\",0,IF(D251=\"C\",0,AJ251))","v":9.216480291930873},{"$f":"IF(T251-BE251<0,0,T251-BE251)","v":4393.4685197080698},{"$f":"IF(D251=\"MAR\",IF(AI251+R251+AJ251=0,\"Infinito\",(I251+U251+AG251)/(AI251+R251)),IF(D251=\"C\",IF(AI251+R251+AJ251=0,\"Infinito\",(I251+U251+AG251)/(AI251+R251)),IF(AI251+R251+AJ251=0,\"Infinito\",(I251+U251+AG251)/(AI251+R251+AJ251))))","v":338.32390246925854},{"$f":"IF(BG251<1.4,\"1\", IF(BG251<3,\"2\", IF(BG251<9,\"3\", \"4\")))","v":"4"},{"$f":"IF(BG251<1.4,\"ROJO\", IF(BG251<3,\"AMARILLO\", IF(BG251<9,\"VERDE\", \"AZUL\")))","v":"AZUL"},{"$f":"IF(BG251<1.4,\"Déficit\", IF(BG251<3,\"Equilibrio\", IF(BG251<9,\"Disponibilidad\", \"Abundante\")))","v":"Abundante"},{"$f":"IF(I251+U251+AG251<=0,0,I251+U251+AG251)","v":4406.4930000000004},{"$f":"IF(D251=\"MAR\",AI251+R251,IF(D251=\"C\",AI251+R251,AI251+R251+AJ251))","v":13.024480291930873},{"$f":"BK251/BL251","v":338.32390246925854}]
[null,null,null,null,null,null,null,null,null,null,null,null,null,null,null,null,null,null,null,null,{"$f":"IF(U253=0,\"\",U253/(SUM($U253:$AG253)))","v":0.61049515529319776},0.38950484470680219,"","","","","","","","","","","",1,null,null,null,null,null,{"$f":"IF(U252=0,\"\",U252)","v":0.61049515529319776},0.38950484470680219,"","","","","","","","","","","",1]
[80,{"$f":"A253","v":80},{"$f":"A253","v":80},82,null,null,null,2621.2530000000002,{"$f":"T245","v":1674.731},0,3.657,4299.6410000000005,4.577,0,0,4.577,4.577,0,{"$f":"L253-Q253-R253","v":4295.0640000000003},{"$f":"IF(S253<0,0,S253)","v":4295.0640000000003},{"$f":"K253+H253","v":2624.9100000000003},{"$f":"T245","v":1674.731},null,null,null,null,null,null,null,null,null,null,{"$f":"J253","v":0},4299.6410000000005,{"$f":"+Q253","v":4.577},{"$f":"(AI257+R257+AJ257)*W256","v":8.9911889468771413},{"$f":"(AI253+R253+AJ253)*U252","v":8.2833136181712099},{"$f":"IF(AG253>0,(AI253+R253+AJ253)*AG252,\"\")","v":""},{"$f":"SUM(AI253:AK253)","v":21.851502565048349},{"$f":"IF(AN252=\"\",\"\",$AM253*AN252)","v":13.340236451838901},8.5112661132094463,"","","","","","","","","","","",21.851502565048349,{"$f":"+U253","v":2624.9100000000003},{"$f":"IF(D253=\"MAR\",IF((BB253-AJ253)<0,0,BB253-AJ253),IF(D253=\"C\",IF((BB253-AJ253)<0,0,BB253-AJ253),IF((BB253-AK253)<0,0,BB253-AK253)))","v":2616.6266863818291},{"$f":"IF(AG253=0,\"\",IF(AG253-AL253<0,0,AG253-AL253))","v":""},{"$f":"IF(D253=\"MAR\",0,IF(D253=\"C\",0,AJ253))","v":8.9911889468771413},{"$f":"IF(T253-BE253<0,0,T253-BE253)","v":4286.0728110531236},{"$f":"IF(D253=\"MAR\",IF(AI253+R253+AJ253=0,\"Infinito\",(I253+U253+AG253)/(AI253+R253)),IF(D253=\"C\",IF(AI253+R253+AJ253=0,\"Infinito\",(I253+U253+AG253)/(AI253+R253)),IF(AI253+R253+AJ253=0,\"Infinito\",(I253+U253+AG253)/(AI253+R253+AJ253))))","v":316.89129749255204},{"$f":"IF(BG253<1.4,\"1\", IF(BG253<3,\"2\", IF(BG253<9,\"3\", \"4\")))","v":"4"},{"$f":"IF(BG253<1.4,\"ROJO\", IF(BG253<3,\"AMARILLO\", IF(BG253<9,\"VERDE\", \"AZUL\")))","v":"AZUL"},{"$f":"IF(BG253<1.4,\"Déficit\", IF(BG253<3,\"Equilibrio\", IF(BG253<9,\"Disponibilidad\", \"Abundante\")))","v":"Abundante"},{"$f":"IF(I253+U253+AG253<=0,0,I253+U253+AG253)","v":4299.6410000000005},{"$f":"IF(D253=\"MAR\",AI253+R253,IF(D253=\"C\",AI253+R253,AI253+R253+AJ253))","v":13.568188946877141},{"$f":"BK253/BL253","v":316.89129749255204}]
[null,null,null,null,null,null,null,null,null,null,null,null,null,null,null,null,null,null,null,null,{"$f":"IF(U255=0,\"\",U255/(SUM($U255:$AG255)))","v":0.44198035118653145},0.41088226854688986,0.14713738026657874,"","","","","","","","","","",1,null,null,null,null,null,{"$f":"IF(U254=0,\"\",U254)","v":0.44198035118653145},0.41088226854688986,0.14713738026657874,"","","","","","","","","","",1]
[81,{"$f":"A255","v":81},{"$f":"A255","v":81},83,null,null,null,1165.519,{"$f":"T247+T249","v":1476.0440000000001},0,3.5840000000000001,2645.1469999999999,4.4800000000000004,0,0,4.4800000000000004,4.4800000000000004,0,{"$f":"L255-Q255-R255","v":2640.6669999999999},{"$f":"IF(S255<0,0,S255)","v":2640.6669999999999},{"$f":"K255+H255","v":1169.1030000000001},{"$f":"T247","v":1086.8440000000001},{"$f":"+T249","v":389.2},null,null,null,null,null,null,null,null,null,{"$f":"J255","v":0},2645.1469999999999,{"$f":"+Q255","v":4.4800000000000004},{"$f":"(AI259+R259+AJ259)*V258","v":3.9051717720420389},{"$f":"(AI255+R255+AJ255)*U254","v":3.7060811645665308},{"$f":"IF(AG255>0,(AI255+R255+AJ255)*AG254,\"\")","v":""},{"$f":"SUM(AI255:AK255)","v":12.091252936608569},{"$f":"IF(AN254=\"\",\"\",$AM255*AN254)","v":5.3440962192074348},4.9680814361679726,1.7790752812331621,"","","","","","","","","","",12.091252936608569,{"$f":"+U255","v":1169.1030000000001},{"$f":"IF(D255=\"MAR\",IF((BB255-AJ255)<0,0,BB255-AJ255),IF(D255=\"C\",IF((BB255-AJ255)<0,0,BB255-AJ255),IF((BB255-AK255)<0,0,BB255-AK255)))","v":1165.3969188354336},{"$f":"IF(AG255=0,\"\",IF(AG255-AL255<0,0,AG255-AL255))","v":""},{"$f":"IF(D255=\"MAR\",0,IF(D255=\"C\",0,AJ255))","v":3.9051717720420389},{"$f":"IF(T255-BE255<0,0,T255-BE255)","v":2636.7618282279577},{"$f":"IF(D255=\"MAR\",IF(AI255+R255+AJ255=0,\"Infinito\",(I255+U255+AG255)/(AI255+R255)),IF(D255=\"C\",IF(AI255+R255+AJ255=0,\"Infinito\",(I255+U255+AG255)/(AI255+R255)),IF(AI255+R255+AJ255=0,\"Infinito\",(I255+U255+AG255)/(AI255+R255+AJ255))))","v":315.45531468055162},{"$f":"IF(BG255<1.4,\"1\", IF(BG255<3,\"2\", IF(BG255<9,\"3\", \"4\")))","v":"4"},{"$f":"IF(BG255<1.4,\"ROJO\", IF(BG255<3,\"AMARILLO\", IF(BG255<9,\"VERDE\", \"AZUL\")))","v":"AZUL"},{"$f":"IF(BG255<1.4,\"Déficit\", IF(BG255<3,\"Equilibrio\", IF(BG255<9,\"Disponibilidad\", \"Abundante\")))","v":"Abundante"},{"$f":"IF(I255+U255+AG255<=0,0,I255+U255+AG255)","v":2645.1469999999999},{"$f":"IF(D255=\"MAR\",AI255+R255,IF(D255=\"C\",AI255+R255,AI255+R255+AJ255))","v":8.3851717720420389},{"$f":"BK255/BL255","v":315.45531468055162}]
[null,null,null,null,null,null,null,null,null,null,null,null,null,null,null,null,null,null,null,null,{"$f":"IF(U257=0,\"\",U257/(SUM($U257:$AG257)))","v":0.20651017977925601},0.40165400601219536,0.39183581420854863,"","","","","","","","","","",1,null,null,null,null,null,{"$f":"IF(U256=0,\"\",U256)","v":0.20651017977925601},0.40165400601219536,0.39183581420854863,"","","","","","","","","","",1]
[82,{"$f":"A257","v":82},{"$f":"A257","v":82},115,null,null,null,2254.94,{"$f":"T251+T253","v":8697.7489999999998},0,8.6980000000000004,10961.387000000001,11.727,0,0,11.727,11.727,0,{"$f":"L257-Q257-R257","v":10949.66},{"$f":"IF(S257<0,0,S257)","v":10949.66},{"$f":"K257+H257","v":2263.6379999999999},{"$f":"T251","v":4402.6850000000004},{"$f":"+T253","v":4295.0640000000003},null,null,null,null,null,null,null,null,null,{"$f":"J257","v":0},10961.387000000001,{"$f":"+Q257","v":11.727},{"$f":"(AI323+R323)*W322","v":11.219317362638316},{"$f":"(AI257+R257+AJ257)*U256","v":4.7386481238303029},{"$f":"IF(AG257>0,(AI257+R257+AJ257)*AG256,\"\")","v":""},{"$f":"SUM(AI257:AK257)","v":27.68496548646862},{"$f":"IF(AN256=\"\",\"\",$AM257*AN256)","v":5.7172271997931325},11.119777293949488,10.847960992726,"","","","","","","","","","",27.68496548646862,{"$f":"+U257","v":2263.6379999999999},{"$f":"IF(D257=\"MAR\",IF((BB257-AJ257)<0,0,BB257-AJ257),IF(D257=\"C\",IF((BB257-AJ257)<0,0,BB257-AJ257),IF((BB257-AK257)<0,0,BB257-AK257)))","v":2258.8993518761695},{"$f":"IF(AG257=0,\"\",IF(AG257-AL257<0,0,AG257-AL257))","v":""},{"$f":"IF(D257=\"MAR\",0,IF(D257=\"C\",0,AJ257))","v":11.219317362638316},{"$f":"IF(T257-BE257<0,0,T257-BE257)","v":10938.440682637362},{"$f":"IF(D257=\"MAR\",IF(AI257+R257+AJ257=0,\"Infinito\",(I257+U257+AG257)/(AI257+R257)),IF(D257=\"C\",IF(AI257+R257+AJ257=0,\"Infinito\",(I257+U257+AG257)/(AI257+R257)),IF(AI257+R257+AJ257=0,\"Infinito\",(I257+U257+AG257)/(AI257+R257+AJ257))))","v":477.69700151744445},{"$f":"IF(BG257<1.4,\"1\", IF(BG257<3,\"2\", IF(BG257<9,\"3\", \"4\")))","v":"4"},{"$f":"IF(BG257<1.4,\"ROJO\", IF(BG257<3,\"AMARILLO\", IF(BG257<9,\"VERDE\", \"AZUL\")))","v":"AZUL"},{"$f":"IF(BG257<1.4,\"Déficit\", IF(BG257<3,\"Equilibrio\", IF(BG257<9,\"Disponibilidad\", \"Abundante\")))","v":"Abundante"},{"$f":"IF(I257+U257+AG257<=0,0,I257+U257+AG257)","v":10961.386999999999},{"$f":"IF(D257=\"MAR\",AI257+R257,IF(D257=\"C\",AI257+R257,AI257+R257+AJ257))","v":22.946317362638318},{"$f":"BK257/BL257","v":477.69700151744445}]
[null,null,null,null,null,null,null,null,null,null,null,null,null,null,null,null,null,null,null,null,{"$f":"IF(U259=0,\"\",U259/(SUM($U259:$AG259)))","v":0.19090072898589089},0.80909927101410906,"","","","","","","","","","","",1,null,null,null,null,null,{"$f":"IF(U258=0,\"\",U258)","v":0.19090072898589089},0.80909927101410906,"","","","","","","","","","","",1]
[83,{"$f":"A259","v":83},{"$f":"A259","v":83},115,null,null,null,621.85799999999995,{"$f":"T255","v":2640.6669999999999},0,1.1870000000000001,3263.7119999999995,1.484,0,0,1.484,1.484,0,{"$f":"L259-Q259-R259","v":3262.2279999999996},{"$f":"IF(S259<0,0,S259)","v":3262.2279999999996},{"$f":"K259+H259","v":623.04499999999996},{"$f":"T255","v":2640.6669999999999},null,null,null,null,null,null,null,null,null,null,{"$f":"J259","v":0},3263.712,{"$f":"+Q259","v":1.484},{"$f":"(AI323+R323)*X322","v":3.3425669145238177},{"$f":"(AI259+R259+AJ259)*U258","v":0.92139514248177901},{"$f":"IF(AG259>0,(AI259+R259+AJ259)*AG258,\"\")","v":""},{"$f":"SUM(AI259:AK259)","v":5.7479620570055969},{"$f":"IF(AN258=\"\",\"\",$AM259*AN258)","v":1.0972901468656093},4.6506719101399874,"","","","","","","","","","","",5.7479620570055969,{"$f":"+U259","v":623.04499999999996},{"$f":"IF(D259=\"MAR\",IF((BB259-AJ259)<0,0,BB259-AJ259),IF(D259=\"C\",IF((BB259-AJ259)<0,0,BB259-AJ259),IF((BB259-AK259)<0,0,BB259-AK259)))","v":622.12360485751822},{"$f":"IF(AG259=0,\"\",IF(AG259-AL259<0,0,AG259-AL259))","v":""},{"$f":"IF(D259=\"MAR\",0,IF(D259=\"C\",0,AJ259))","v":3.3425669145238177},{"$f":"IF(T259-BE259<0,0,T259-BE259)","v":3258.8854330854756},{"$f":"IF(D259=\"MAR\",IF(AI259+R259+AJ259=0,\"Infinito\",(I259+U259+AG259)/(AI259+R259)),IF(D259=\"C\",IF(AI259+R259+AJ259=0,\"Infinito\",(I259+U259+AG259)/(AI259+R259)),IF(AI259+R259+AJ259=0,\"Infinito\",(I259+U259+AG259)/(AI259+R259+AJ259))))","v":676.19740030518005},{"$f":"IF(BG259<1.4,\"1\", IF(BG259<3,\"2\", IF(BG259<9,\"3\", \"4\")))","v":"4"},{"$f":"IF(BG259<1.4,\"ROJO\", IF(BG259<3,\"AMARILLO\", IF(BG259<9,\"VERDE\", \"AZUL\")))","v":"AZUL"},{"$f":"IF(BG259<1.4,\"Déficit\", IF(BG259<3,\"Equilibrio\", IF(BG259<9,\"Disponibilidad\", \"Abundante\")))","v":"Abundante"},{"$f":"IF(I259+U259+AG259<=0,0,I259+U259+AG259)","v":3263.712},{"$f":"IF(D259=\"MAR\",AI259+R259,IF(D259=\"C\",AI259+R259,AI259+R259+AJ259))","v":4.8265669145238181},{"$f":"BK259/BL259","v":676.19740030518005}]
[null,null,null,null,null,null,null,null,null,null,null,null,null,null,null,null,null,null,null,null,{"$f":"IF(U261=0,\"\",U261/(SUM($U261:$AG261)))","v":1},"","","","","","","","","","","","",1,null,null,null,null,null,{"$f":"IF(U260=0,\"\",U260)","v":1},"","","","","","","","","","","","",1]
[84,{"$f":"A261","v":84},{"$f":"A261","v":84},115,null,null,null,748.55,null,0,0.76400000000000001,749.31399999999996,0.95599999999999996,0,0,0.95599999999999996,0.95599999999999996,0,{"$f":"L261-Q261-R261","v":748.35799999999995},{"$f":"IF(S261<0,0,S261)","v":748.35799999999995},{"$f":"K261+H261","v":749.31399999999996},null,null,null,null,null,null,null,null,null,null,null,{"$f":"J261","v":0},749.31399999999996,{"$f":"+Q261","v":0.95599999999999996},{"$f":"(AI323+R323)*Y322","v":0.76678781833128018},{"$f":"(AI261+R261+AJ261)*U260","v":1.7227878183312801},{"$f":"IF(AG261>0,(AI261+R261+AJ261)*AG260,\"\")","v":""},{"$f":"SUM(AI261:AK261)","v":3.4455756366625603},{"$f":"IF(AN260=\"\",\"\",$AM261*AN260)","v":3.4455756366625603},"","","","","","","","","","","","",3.4455756366625603,{"$f":"+U261","v":749.31399999999996},{"$f":"IF(D261=\"MAR\",IF((BB261-AJ261)<0,0,BB261-AJ261),IF(D261=\"C\",IF((BB261-AJ261)<0,0,BB261-AJ261),IF((BB261-AK261)<0,0,BB261-AK261)))","v":747.59121218166865},{"$f":"IF(AG261=0,\"\",IF(AG261-AL261<0,0,AG261-AL261))","v":""},{"$f":"IF(D261=\"MAR\",0,IF(D261=\"C\",0,AJ261))","v":0.76678781833128018},{"$f":"IF(T261-BE261<0,0,T261-BE261)","v":747.59121218166865},{"$f":"IF(D261=\"MAR\",IF(AI261+R261+AJ261=0,\"Infinito\",(I261+U261+AG261)/(AI261+R261)),IF(D261=\"C\",IF(AI261+R261+AJ261=0,\"Infinito\",(I261+U261+AG261)/(AI261+R261)),IF(AI261+R261+AJ261=0,\"Infinito\",(I261+U261+AG261)/(AI261+R261+AJ261))))","v":434.94270857208494},{"$f":"IF(BG261<1.4,\"1\", IF(BG261<3,\"2\", IF(BG261<9,\"3\", \"4\")))","v":"4"},{"$f":"IF(BG261<1.4,\"ROJO\", IF(BG261<3,\"AMARILLO\", IF(BG261<9,\"VERDE\", \"AZUL\")))","v":"AZUL"},{"$f":"IF(BG261<1.4,\"Déficit\", IF(BG261<3,\"Equilibrio\", IF(BG261<9,\"Disponibilidad\", \"Abundante\")))","v":"Abundante"},{"$f":"IF(I261+U261+AG261<=0,0,I261+U261+AG261)","v":749.31399999999996},{"$f":"IF(D261=\"MAR\",AI261+R261,IF(D261=\"C\",AI261+R261,AI261+R261+AJ261))","v":1.7227878183312801},{"$f":"BK261/BL261","v":434.94270857208494}]
[null,null,null,null,null,null,null,null,null,null,null,null,null,null,null,null,null,null,null,null,{"$f":"IF(U263=0,\"\",U263/(SUM($U263:$AG263)))","v":1},"","","","","","","","","","","","",1,null,null,null,null,null,{"$f":"IF(U262=0,\"\",U262)","v":1},"","","","","","","","","","","","",1]
[85,{"$f":"A263","v":85},{"$f":"A263","v":85},115,null,null,null,3538.6190000000001,null,0,6.1390000000000002,3544.7580000000003,12.592000000000001,0,0,12.592000000000001,12.592000000000001,0,{"$f":"L263-Q263-R263","v":3532.1660000000002},{"$f":"IF(S263<0,0,S263)","v":3532.1660000000002},{"$f":"K263+H263","v":3544.7580000000003},null,null,null,null,null,null,null,null,null,null,null,{"$f":"J263","v":0},3544.7580000000003,{"$f":"+Q263","v":12.592000000000001},{"$f":"(AI323+R323)*Z322","v":3.6191526797654667},{"$f":"(AI263+R263+AJ263)*U262","v":16.211152679765469},{"$f":"IF(AG263>0,(AI263+R263+AJ263)*AG262,\"\")","v":""},{"$f":"SUM(AI263:AK263)","v":32.422305359530938},{"$f":"IF(AN262=\"\",\"\",$AM263*AN262)","v":32.422305359530938},"","","","","","","","","","","","",32.422305359530938,{"$f":"+U263","v":3544.7580000000003},{"$f":"IF(D263=\"MAR\",IF((BB263-AJ263)<0,0,BB263-AJ263),IF(D263=\"C\",IF((BB263-AJ263)<0,0,BB263-AJ263),IF((BB263-AK263)<0,0,BB263-AK263)))","v":3528.546847320235},{"$f":"IF(AG263=0,\"\",IF(AG263-AL263<0,0,AG263-AL263))","v":""},{"$f":"IF(D263=\"MAR\",0,IF(D263=\"C\",0,AJ263))","v":3.6191526797654667},{"$f":"IF(T263-BE263<0,0,T263-BE263)","v":3528.5468473202345},{"$f":"IF(D263=\"MAR\",IF(AI263+R263+AJ263=0,\"Infinito\",(I263+U263+AG263)/(AI263+R263)),IF(D263=\"C\",IF(AI263+R263+AJ263=0,\"Infinito\",(I263+U263+AG263)/(AI263+R263)),IF(AI263+R263+AJ263=0,\"Infinito\",(I263+U263+AG263)/(AI263+R263+AJ263))))","v":218.66168742118609},{"$f":"IF(BG263<1.4,\"1\", IF(BG263<3,\"2\", IF(BG263<9,\"3\", \"4\")))","v":"4"},{"$f":"IF(BG263<1.4,\"ROJO\", IF(BG263<3,\"AMARILLO\", IF(BG263<9,\"VERDE\", \"AZUL\")))","v":"AZUL"},{"$f":"IF(BG263<1.4,\"Déficit\", IF(BG263<3,\"Equilibrio\", IF(BG263<9,\"Disponibilidad\", \"Abundante\")))","v":"Abundante"},{"$f":"IF(I263+U263+AG263<=0,0,I263+U263+AG263)","v":3544.7580000000003},{"$f":"IF(D263=\"MAR\",AI263+R263,IF(D263=\"C\",AI263+R263,AI263+R263+AJ263))","v":16.211152679765469},{"$f":"BK263/BL263","v":218.66168742118609}]
[null,null,null,null,null,null,null,null,null,null,null,null,null,null,null,null,null,null,null,null,{"$f":"IF(U265=0,\"\",U265/(SUM($U265:$AG265)))","v":1},"","","","","","","","","","","","",1,null,null,null,null,null,{"$f":"IF(U264=0,\"\",U264)","v":1},"","","","","","","","","","","","",1]
[86,{"$f":"A265","v":86},{"$f":"A265","v":86},115,null,null,null,1667.672,null,0,1.5149999999999999,1669.1870000000001,1.9039999999999999,0,0,1.9039999999999999,1.9039999999999999,0,{"$f":"L265-Q265-R265","v":1667.2830000000001},{"$f":"IF(S265<0,0,S265)","v":1667.2830000000001},{"$f":"K265+H265","v":1669.1870000000001},null,null,null,null,null,null,null,null,null,null,null,{"$f":"J265","v":0},1669.1870000000001,{"$f":"+Q265","v":1.9039999999999999},{"$f":"(AI323+R323)*AA322","v":1.7083431915083849},{"$f":"(AI265+R265+AJ265)*U264","v":3.6123431915083848},{"$f":"IF(AG265>0,(AI265+R265+AJ265)*AG264,\"\")","v":""},{"$f":"SUM(AI265:AK265)","v":7.2246863830167696},{"$f":"IF(AN264=\"\",\"\",$AM265*AN264)","v":7.2246863830167696},"","","","","","","","","","","","",7.2246863830167696,{"$f":"+U265","v":1669.1870000000001},{"$f":"IF(D265=\"MAR\",IF((BB265-AJ265)<0,0,BB265-AJ265),IF(D265=\"C\",IF((BB265-AJ265)<0,0,BB265-AJ265),IF((BB265-AK265)<0,0,BB265-AK265)))","v":1665.5746568084917},{"$f":"IF(AG265=0,\"\",IF(AG265-AL265<0,0,AG265-AL265))","v":""},{"$f":"IF(D265=\"MAR\",0,IF(D265=\"C\",0,AJ265))","v":1.7083431915083849},{"$f":"IF(T265-BE265<0,0,T265-BE265)","v":1665.5746568084917},{"$f":"IF(D265=\"MAR\",IF(AI265+R265+AJ265=0,\"Infinito\",(I265+U265+AG265)/(AI265+R265)),IF(D265=\"C\",IF(AI265+R265+AJ265=0,\"Infinito\",(I265+U265+AG265)/(AI265+R265)),IF(AI265+R265+AJ265=0,\"Infinito\",(I265+U265+AG265)/(AI265+R265+AJ265))))","v":462.07874266315423},{"$f":"IF(BG265<1.4,\"1\", IF(BG265<3,\"2\", IF(BG265<9,\"3\", \"4\")))","v":"4"},{"$f":"IF(BG265<1.4,\"ROJO\", IF(BG265<3,\"AMARILLO\", IF(BG265<9,\"VERDE\", \"AZUL\")))","v":"AZUL"},{"$f":"IF(BG265<1.4,\"Déficit\", IF(BG265<3,\"Equilibrio\", IF(BG265<9,\"Disponibilidad\", \"Abundante\")))","v":"Abundante"},{"$f":"IF(I265+U265+AG265<=0,0,I265+U265+AG265)","v":1669.1870000000001},{"$f":"IF(D265=\"MAR\",AI265+R265,IF(D265=\"C\",AI265+R265,AI265+R265+AJ265))","v":3.6123431915083848},{"$f":"BK265/BL265","v":462.07874266315423}]
[null,null,null,null,null,null,null,null,null,null,null,null,null,null,null,null,null,null,null,null,{"$f":"IF(U267=0,\"\",U267/(SUM($U267:$AG267)))","v":1},"","","","","","","","","","","","",1,null,null,null,null,null,null,{"$f":"IF(V266=0,\"\",V266)","v":""},"","","","","","","","","","",""]
[87,{"$f":"A267","v":87},{"$f":"A267","v":87},115,null,null,null,693.72900000000004,null,0,0.629,694.35800000000006,1.6879999999999999,0,0,1.6879999999999999,1.6879999999999999,0,{"$f":"L267-Q267-R267","v":692.67000000000007},{"$f":"IF(S267<0,0,S267)","v":692.67000000000007},{"$f":"K267+H267","v":694.35800000000006},null,null,null,null,null,null,null,null,null,null,null,{"$f":"J267","v":0},694.35800000000006,{"$f":"+Q267","v":1.6879999999999999},{"$f":"(AI323+R323)*AB322","v":0.70972838951882378},{"$f":"(AI267+R267+AJ267)*U266","v":2.3977283895188237},{"$f":"IF(AG267>0,(AI267+R267+AJ267)*AG266,\"\")","v":""},{"$f":"SUM(AI267:AK267)","v":4.7954567790376474},{"$f":"IF(AN266=\"\",\"\",$AM267*AN266)","v":""},"","","","","","","","","","","","",{"$f":"SUM(AN267:AZ267)","v":0},{"$f":"+U267","v":694.35800000000006},{"$f":"IF(D267=\"MAR\",IF((BB267-AJ267)<0,0,BB267-AJ267),IF(D267=\"C\",IF((BB267-AJ267)<0,0,BB267-AJ267),IF((BB267-AK267)<0,0,BB267-AK267)))","v":691.96027161048119},{"$f":"IF(AG267=0,\"\",IF(AG267-AL267<0,0,AG267-AL267))","v":""},{"$f":"IF(D267=\"MAR\",0,IF(D267=\"C\",0,AJ267))","v":0.70972838951882378},{"$f":"IF(T267-BE267<0,0,T267-BE267)","v":691.9602716104813},{"$f":"IF(D267=\"MAR\",IF(AI267+R267+AJ267=0,\"Infinito\",(I267+U267+AG267)/(AI267+R267)),IF(D267=\"C\",IF(AI267+R267+AJ267=0,\"Infinito\",(I267+U267+AG267)/(AI267+R267)),IF(AI267+R267+AJ267=0,\"Infinito\",(I267+U267+AG267)/(AI267+R267+AJ267))))","v":289.5899314681526},{"$f":"IF(BG267<1.4,\"1\", IF(BG267<3,\"2\", IF(BG267<9,\"3\", \"4\")))","v":"4"},{"$f":"IF(BG267<1.4,\"ROJO\", IF(BG267<3,\"AMARILLO\", IF(BG267<9,\"VERDE\", \"AZUL\")))","v":"AZUL"},{"$f":"IF(BG267<1.4,\"Déficit\", IF(BG267<3,\"Equilibrio\", IF(BG267<9,\"Disponibilidad\", \"Abundante\")))","v":"Abundante"},{"$f":"IF(I267+U267+AG267<=0,0,I267+U267+AG267)","v":694.35800000000006},{"$f":"IF(D267=\"MAR\",AI267+R267,IF(D267=\"C\",AI267+R267,AI267+R267+AJ267))","v":2.3977283895188237},{"$f":"BK267/BL267","v":289.5899314681526}]
[null,null,null,null,null,null,null,null,null,null,null,null,null,null,null,null,null,null,null,null,{"$f":"IF(U269=0,\"\",U269/(SUM($U269:$AG269)))","v":1},"","","","","","","","","","","","",1,null,null,null,null,null,null,{"$f":"IF(V268=0,\"\",V268)","v":""},"","","","","","","","","","",""]
[88,{"$f":"A269","v":88},{"$f":"A269","v":88},95,null,null,null,1104.4829999999999,null,0,2.4460000000000002,1106.9289999999999,3.0870000000000002,0,0,3.0870000000000002,3.0870000000000002,0,{"$f":"L269-Q269-R269","v":1103.8419999999999},{"$f":"IF(S269<0,0,S269)","v":1103.8419999999999},{"$f":"K269+H269","v":1106.9289999999999},null,null,null,null,null,null,null,null,null,null,null,{"$f":"J269","v":0},1106.9289999999999,{"$f":"+Q269","v":3.0870000000000002},{"$f":"(AI283+R283+AJ283)*V282","v":2.2273938464867014},{"$f":"(AI269+R269+AJ269)*U268","v":5.314393846486702},{"$f":"IF(AG269>0,(AI269+R269+AJ269)*AG268,\"\")","v":""},{"$f":"SUM(AI269:AK269)","v":10.628787692973404},{"$f":"IF(AN268=\"\",\"\",$AM269*AN268)","v":""},"","","","","","","","","","","","",{"$f":"SUM(AN269:AZ269)","v":0},{"$f":"+U269","v":1106.9289999999999},{"$f":"IF(D269=\"MAR\",IF((BB269-AJ269)<0,0,BB269-AJ269),IF(D269=\"C\",IF((BB269-AJ269)<0,0,BB269-AJ269),IF((BB269-AK269)<0,0,BB269-AK269)))","v":1101.6146061535133},{"$f":"IF(AG269=0,\"\",IF(AG269-AL269<0,0,AG269-AL269))","v":""},{"$f":"IF(D269=\"MAR\",0,IF(D269=\"C\",0,AJ269))","v":2.2273938464867014},{"$f":"IF(T269-BE269<0,0,T269-BE269)","v":1101.6146061535133},{"$f":"IF(D269=\"MAR\",IF(AI269+R269+AJ269=0,\"Infinito\",(I269+U269+AG269)/(AI269+R269)),IF(D269=\"C\",IF(AI269+R269+AJ269=0,\"Infinito\",(I269+U269+AG269)/(AI269+R269)),IF(AI269+R269+AJ269=0,\"Infinito\",(I269+U269+AG269)/(AI269+R269+AJ269))))","v":208.2888532493279},{"$f":"IF(BG269<1.4,\"1\", IF(BG269<3,\"2\", IF(BG269<9,\"3\", \"4\")))","v":"4"},{"$f":"IF(BG269<1.4,\"ROJO\", IF(BG269<3,\"AMARILLO\", IF(BG269<9,\"VERDE\", \"AZUL\")))","v":"AZUL"},{"$f":"IF(BG269<1.4,\"Déficit\", IF(BG269<3,\"Equilibrio\", IF(BG269<9,\"Disponibilidad\", \"Abundante\")))","v":"Abundante"},{"$f":"IF(I269+U269+AG269<=0,0,I269+U269+AG269)","v":1106.9289999999999},{"$f":"IF(D269=\"MAR\",AI269+R269,IF(D269=\"C\",AI269+R269,AI269+R269+AJ269))","v":5.314393846486702},{"$f":"BK269/BL269","v":208.2888532493279}]
[null,null,null,null,null,null,null,null,null,null,null,null,null,null,null,null,null,null,null,null,{"$f":"IF(U271=0,\"\",U271/(SUM($U271:$AG271)))","v":1},"","","","","","","","","","","","",1,null,null,null,null,null,{"$f":"IF(U270=0,\"\",U270)","v":1},"","","","","","","","","","","",""]
[89,{"$f":"A271","v":89},{"$f":"A271","v":89},95,null,null,null,1702.8140000000001,null,0,2.2480000000000002,1705.0620000000001,3.5169999999999999,0,0,3.5169999999999999,3.5169999999999999,0,{"$f":"L271-Q271-R271","v":1701.5450000000001},{"$f":"IF(S271<0,0,S271)","v":1701.5450000000001},{"$f":"K271+H271","v":1705.0620000000001},null,null,null,null,null,null,null,null,null,null,null,{"$f":"J271","v":0},1705.0620000000001,{"$f":"+Q271","v":3.5169999999999999},{"$f":"(AI283+R283+AJ283)*W282","v":3.4334722383459},{"$f":"(AI271+R271+AJ271)*U270","v":6.9504722383458999},{"$f":"IF(AG271>0,(AI271+R271+AJ271)*AG270,\"\")","v":""},{"$f":"SUM(AI271:AK271)","v":13.9009444766918},{"$f":"IF(AN270=\"\",\"\",$AM271*AN270)","v":13.9009444766918},"","","","","","","","","","","","",{"$f":"SUM(AN271:AZ271)","v":13.9009444766918},{"$f":"+U271","v":1705.0620000000001},{"$f":"IF(D271=\"MAR\",IF((BB271-AJ271)<0,0,BB271-AJ271),IF(D271=\"C\",IF((BB271-AJ271)<0,0,BB271-AJ271),IF((BB271-AK271)<0,0,BB271-AK271)))","v":1698.1115277616543},{"$f":"IF(AG271=0,\"\",IF(AG271-AL271<0,0,AG271-AL271))","v":""},{"$f":"IF(D271=\"MAR\",0,IF(D271=\"C\",0,AJ271))","v":3.4334722383459},{"$f":"IF(T271-BE271<0,0,T271-BE271)","v":1698.1115277616541},{"$f":"IF(D271=\"MAR\",IF(AI271+R271+AJ271=0,\"Infinito\",(I271+U271+AG271)/(AI271+R271)),IF(D271=\"C\",IF(AI271+R271+AJ271=0,\"Infinito\",(I271+U271+AG271)/(AI271+R271)),IF(AI271+R271+AJ271=0,\"Infinito\",(I271+U271+AG271)/(AI271+R271+AJ271))))","v":245.31599314837021},{"$f":"IF(BG271<1.4,\"1\", IF(BG271<3,\"2\", IF(BG271<9,\"3\", \"4\")))","v":"4"},{"$f":"IF(BG271<1.4,\"ROJO\", IF(BG271<3,\"AMARILLO\", IF(BG271<9,\"VERDE\", \"AZUL\")))","v":"AZUL"},{"$f":"IF(BG271<1.4,\"Déficit\", IF(BG271<3,\"Equilibrio\", IF(BG271<9,\"Disponibilidad\", \"Abundante\")))","v":"Abundante"},{"$f":"IF(I271+U271+AG271<=0,0,I271+U271+AG271)","v":1705.0620000000001},{"$f":"IF(D271=\"MAR\",AI271+R271,IF(D271=\"C\",AI271+R271,AI271+R271+AJ271))","v":6.9504722383458999},{"$f":"BK271/BL271","v":245.31599314837021}]
[null,null,null,null,null,null,null,null,null,null,null,null,null,null,null,null,null,null,null,null,{"$f":"IF(U273=0,\"\",U273/(SUM($U273:$AG273)))","v":1},"","","","","","","","","","","","",{"$f":"SUM(U272:AG272)","v":1},null,null,null,null,null,{"$f":"IF(U272=0,\"\",U272)","v":1},"","","","","","","","","","","","",{"$f":"SUM(AN272:AZ272)","v":1}]
[90,{"$f":"A273","v":90},{"$f":"A273","v":90},95,null,null,null,592.57399999999996,null,0,0.13900000000000001,592.71299999999997,0.17399999999999999,0,0,0.17399999999999999,0.17399999999999999,0,{"$f":"L273-Q273-R273","v":592.53899999999999},{"$f":"IF(S273<0,0,S273)","v":592.53899999999999},{"$f":"K273+H273","v":592.71299999999997},null,null,null,null,null,null,null,null,null,null,null,{"$f":"J273","v":0},{"$f":"SUM(U273:AG273)","v":592.71299999999997},{"$f":"+Q273","v":0.17399999999999999},{"$f":"(AI283+R283+AJ283)*X282","v":1.1956581851418806},{"$f":"(AI273+R273+AJ273)*U272","v":1.3696581851418805},{"$f":"IF(AG273>0,(AI273+R273+AJ273)*AG272,\"\")","v":""},{"$f":"SUM(AI273:AK273)","v":2.7393163702837611},{"$f":"IF(AN272=\"\",\"\",$AM273*AN272)","v":2.7393163702837611},"","","","","","","","","","","","",{"$f":"SUM(AN273:AZ273)","v":2.7393163702837611},{"$f":"+U273","v":592.71299999999997},{"$f":"IF(D273=\"MAR\",IF((BB273-AJ273)<0,0,BB273-AJ273),IF(D273=\"C\",IF((BB273-AJ273)<0,0,BB273-AJ273),IF((BB273-AK273)<0,0,BB273-AK273)))","v":591.34334181485804},{"$f":"IF(AG273=0,\"\",IF(AG273-AL273<0,0,AG273-AL273))","v":""},{"$f":"IF(D273=\"MAR\",0,IF(D273=\"C\",0,AJ273))","v":1.1956581851418806},{"$f":"IF(T273-BE273<0,0,T273-BE273)","v":591.34334181485815},{"$f":"IF(D273=\"MAR\",IF(AI273+R273+AJ273=0,\"Infinito\",(I273+U273+AG273)/(AI273+R273)),IF(D273=\"C\",IF(AI273+R273+AJ273=0,\"Infinito\",(I273+U273+AG273)/(AI273+R273)),IF(AI273+R273+AJ273=0,\"Infinito\",(I273+U273+AG273)/(AI273+R273+AJ273))))","v":432.74519615899777},{"$f":"IF(BG273<1.4,\"1\", IF(BG273<3,\"2\", IF(BG273<9,\"3\", \"4\")))","v":"4"},{"$f":"IF(BG273<1.4,\"ROJO\", IF(BG273<3,\"AMARILLO\", IF(BG273<9,\"VERDE\", \"AZUL\")))","v":"AZUL"},{"$f":"IF(BG273<1.4,\"Déficit\", IF(BG273<3,\"Equilibrio\", IF(BG273<9,\"Disponibilidad\", \"Abundante\")))","v":"Abundante"},{"$f":"IF(I273+U273+AG273<=0,0,I273+U273+AG273)","v":592.71299999999997},{"$f":"IF(D273=\"MAR\",AI273+R273,IF(D273=\"C\",AI273+R273,AI273+R273+AJ273))","v":1.3696581851418805},{"$f":"BK273/BL273","v":432.74519615899777}]
[null,null,null,null,null,null,null,null,null,null,null,null,null,null,null,null,null,null,null,null,{"$f":"IF(U275=0,\"\",U275/(SUM($U275:$AG275)))","v":1},"","","","","","","","","","","","",1,null,null,null,null,null,{"$f":"IF(U274=0,\"\",U274)","v":1},"","","","","","","","","","","","",{"$f":"SUM(AN274:AZ274)","v":1}]
[91,{"$f":"A275","v":91},{"$f":"A275","v":91},96,null,null,null,3973.165,null,0,0,3973.165,0,0,0,0,0,0,{"$f":"L275-Q275-R275","v":3973.165},{"$f":"IF(S275<0,0,S275)","v":3973.165},{"$f":"K275+H275","v":3973.165},null,null,null,null,null,null,null,null,null,null,null,{"$f":"J275","v":0},3973.165,{"$f":"+Q275","v":0},{"$f":"(AI285+R285+AJ285)*V284","v":7.1641001027852163},{"$f":"(AI275+R275+AJ275)*U274","v":7.1641001027852163},{"$f":"IF(AG275>0,(AI275+R275+AJ275)*AG274,\"\")","v":""},{"$f":"SUM(AI275:AK275)","v":14.328200205570433},{"$f":"IF(AN274=\"\",\"\",$AM275*AN274)","v":14.328200205570433},"","","","","","","","","","","","",{"$f":"SUM(AN275:AZ275)","v":14.328200205570433},{"$f":"+U275","v":3973.165},{"$f":"IF(D275=\"MAR\",IF((BB275-AJ275)<0,0,BB275-AJ275),IF(D275=\"C\",IF((BB275-AJ275)<0,0,BB275-AJ275),IF((BB275-AK275)<0,0,BB275-AK275)))","v":3966.0008998972148},{"$f":"IF(AG275=0,\"\",IF(AG275-AL275<0,0,AG275-AL275))","v":""},{"$f":"IF(D275=\"MAR\",0,IF(D275=\"C\",0,AJ275))","v":7.1641001027852163},{"$f":"IF(T275-BE275<0,0,T275-BE275)","v":3966.0008998972148},{"$f":"IF(D275=\"MAR\",IF(AI275+R275+AJ275=0,\"Infinito\",(I275+U275+AG275)/(AI275+R275)),IF(D275=\"C\",IF(AI275+R275+AJ275=0,\"Infinito\",(I275+U275+AG275)/(AI275+R275)),IF(AI275+R275+AJ275=0,\"Infinito\",(I275+U275+AG275)/(AI275+R275+AJ275))))","v":554.59373026562491},{"$f":"IF(BG275<1.4,\"1\", IF(BG275<3,\"2\", IF(BG275<9,\"3\", \"4\")))","v":"4"},{"$f":"IF(BG275<1.4,\"ROJO\", IF(BG275<3,\"AMARILLO\", IF(BG275<9,\"VERDE\", \"AZUL\")))","v":"AZUL"},{"$f":"IF(BG275<1.4,\"Déficit\", IF(BG275<3,\"Equilibrio\", IF(BG275<9,\"Disponibilidad\", \"Abundante\")))","v":"Abundante"},{"$f":"IF(I275+U275+AG275<=0,0,I275+U275+AG275)","v":3973.165},{"$f":"IF(D275=\"MAR\",AI275+R275,IF(D275=\"C\",AI275+R275,AI275+R275+AJ275))","v":7.1641001027852163},{"$f":"BK275/BL275","v":554.59373026562491}]
[null,null,null,null,null,null,null,null,null,null,null,null,null,null,null,null,null,null,null,null,{"$f":"IF(U277=0,\"\",U277/(SUM($U277:$AG277)))","v":1},"","","","","","","","","","","","",{"$f":"SUM(U276:AG276)","v":1},null,null,null,null,null,{"$f":"IF(U276=0,\"\",U276)","v":1},"","","","","","","","","","","","",{"$f":"SUM(AN276:AZ276)","v":1}]
[92,{"$f":"A277","v":92},{"$f":"A277","v":92},97,null,null,null,1921.0530000000001,null,0,0,1921.0530000000001,0,0,0,0,0,0,{"$f":"L277-Q277-R277","v":1921.0530000000001},{"$f":"IF(S277<0,0,S277)","v":1921.0530000000001},{"$f":"K277+H277","v":1921.0530000000001},null,null,null,null,null,null,null,null,null,null,null,{"$f":"J277","v":0},{"$f":"SUM(U277:AG277)","v":1921.0530000000001},{"$f":"+Q277","v":0},{"$f":"(AI287+R287+AJ287)*V286","v":3.4600516798256664},{"$f":"(AI277+R277+AJ277)*U276","v":3.4600516798256664},{"$f":"IF(AG277>0,(AI277+R277+AJ277)*AG276,\"\")","v":""},{"$f":"SUM(AI277:AK277)","v":6.9201033596513328},{"$f":"IF(AN276=\"\",\"\",$AM277*AN276)","v":6.9201033596513328},"","","","","","","","","","","","",6.9201033596513328,{"$f":"+U277","v":1921.0530000000001},{"$f":"IF(D277=\"MAR\",IF((BB277-AJ277)<0,0,BB277-AJ277),IF(D277=\"C\",IF((BB277-AJ277)<0,0,BB277-AJ277),IF((BB277-AK277)<0,0,BB277-AK277)))","v":1917.5929483201744},{"$f":"IF(AG277=0,\"\",IF(AG277-AL277<0,0,AG277-AL277))","v":""},{"$f":"IF(D277=\"MAR\",0,IF(D277=\"C\",0,AJ277))","v":3.4600516798256664},{"$f":"IF(T277-BE277<0,0,T277-BE277)","v":1917.5929483201744},{"$f":"IF(D277=\"MAR\",IF(AI277+R277+AJ277=0,\"Infinito\",(I277+U277+AG277)/(AI277+R277)),IF(D277=\"C\",IF(AI277+R277+AJ277=0,\"Infinito\",(I277+U277+AG277)/(AI277+R277)),IF(AI277+R277+AJ277=0,\"Infinito\",(I277+U277+AG277)/(AI277+R277+AJ277))))","v":555.20933724804706},{"$f":"IF(BG277<1.4,\"1\", IF(BG277<3,\"2\", IF(BG277<9,\"3\", \"4\")))","v":"4"},{"$f":"IF(BG277<1.4,\"ROJO\", IF(BG277<3,\"AMARILLO\", IF(BG277<9,\"VERDE\", \"AZUL\")))","v":"AZUL"},{"$f":"IF(BG277<1.4,\"Déficit\", IF(BG277<3,\"Equilibrio\", IF(BG277<9,\"Disponibilidad\", \"Abundante\")))","v":"Abundante"},{"$f":"IF(I277+U277+AG277<=0,0,I277+U277+AG277)","v":1921.0530000000001},{"$f":"IF(D277=\"MAR\",AI277+R277,IF(D277=\"C\",AI277+R277,AI277+R277+AJ277))","v":3.4600516798256664},{"$f":"BK277/BL277","v":555.20933724804706}]
[null,null,null,null,null,null,null,null,null,null,null,null,null,null,null,null,null,null,null,null,{"$f":"IF(U279=0,\"\",U279/(SUM($U279:$AG279)))","v":1},"","","","","","","","","","","","",1,null,null,null,null,null,{"$f":"IF(U278=0,\"\",U278)","v":1},"","","","","","","","","","","","",1]
[93,{"$f":"A279","v":93},{"$f":"A279","v":93},"C",null,null,null,294.13299999999998,null,0,1.7050000000000001,295.83799999999997,4.1349999999999998,0,0,4.1349999999999998,4.1349999999999998,0,{"$f":"L279-Q279-R279","v":291.70299999999997},{"$f":"IF(S279<0,0,S279)","v":291.70299999999997},{"$f":"K279+H279","v":295.83799999999997},null,null,null,null,null,null,null,null,null,null,null,{"$f":"J279","v":0},295.83799999999997,{"$f":"+Q279","v":4.1349999999999998},{"$f":"(AI279+R279)","v":4.1349999999999998},null,{"$f":"IF(AG279>0,(AI279+R279+AJ279)*AG278,\"\")","v":""},{"$f":"SUM(AI279:AK279)","v":8.27},{"$f":"IF(AN278=\"\",\"\",$AM279*AN278)","v":8.27},"","","","","","","","","","","","",8.27,{"$f":"+U279","v":295.83799999999997},{"$f":"IF(D279=\"MAR\",IF((BB279-AJ279)<0,0,BB279-AJ279),IF(D279=\"C\",IF((BB279-AJ279)<0,0,BB279-AJ279),IF((BB279-AK279)<0,0,BB279-AK279)))","v":291.70299999999997},{"$f":"IF(AG279=0,\"\",IF(AG279-AL279<0,0,AG279-AL279))","v":""},{"$f":"IF(D279=\"MAR\",0,IF(D279=\"C\",0,AJ279))","v":0},{"$f":"IF(T279-BE279<0,0,T279-BE279)","v":291.70299999999997},{"$f":"IF(D279=\"MAR\",IF(AI279+R279+AJ279=0,\"Infinito\",(I279+U279+AG279)/(AI279+R279)),IF(D279=\"C\",IF(AI279+R279+AJ279=0,\"Infinito\",(I279+U279+AG279)/(AI279+R279)),IF(AI279+R279+AJ279=0,\"Infinito\",(I279+U279+AG279)/(AI279+R279+AJ279))))","v":71.544860943168075},{"$f":"IF(BG279<1.4,\"1\", IF(BG279<3,\"2\", IF(BG279<9,\"3\", \"4\")))","v":"4"},{"$f":"IF(BG279<1.4,\"ROJO\", IF(BG279<3,\"AMARILLO\", IF(BG279<9,\"VERDE\", \"AZUL\")))","v":"AZUL"},{"$f":"IF(BG279<1.4,\"Déficit\", IF(BG279<3,\"Equilibrio\", IF(BG279<9,\"Disponibilidad\", \"Abundante\")))","v":"Abundante"},{"$f":"IF(I279+U279+AG279<=0,0,I279+U279+AG279)","v":295.83799999999997},{"$f":"IF(D279=\"MAR\",AI279+R279,IF(D279=\"C\",AI279+R279,AI279+R279+AJ279))","v":4.1349999999999998},{"$f":"BK279/BL279","v":71.544860943168075}]
[null,null,null,null,null,null,null,null,null,null,null,null,null,null,null,null,null,null,null,null,{"$f":"IF(U281=0,\"\",U281/(SUM($U281:$AG281)))","v":1},"","","","","","","","","","","","",1,null,null,null,null,null,{"$f":"IF(U280=0,\"\",U280)","v":1},"","","","","","","","","","","","",1]
[94,{"$f":"A281","v":94},{"$f":"A281","v":94},"C",null,null,null,261.21199999999999,null,0,1.028,262.24,3.7080000000000002,0,0,3.7080000000000002,3.7080000000000002,0,{"$f":"L281-Q281-R281","v":258.53199999999998},{"$f":"IF(S281<0,0,S281)","v":258.53199999999998},{"$f":"K281+H281","v":262.24},null,null,null,null,null,null,null,null,null,null,null,{"$f":"J281","v":0},262.24,{"$f":"+Q281","v":3.7080000000000002},{"$f":"(AI281+R281)","v":3.7080000000000002},null,{"$f":"IF(AG281>0,(AI281+R281+AJ281)*AG280,\"\")","v":""},{"$f":"SUM(AI281:AK281)","v":7.4160000000000004},{"$f":"IF(AN280=\"\",\"\",$AM281*AN280)","v":7.4160000000000004},"","","","","","","","","","","","",7.4160000000000004,{"$f":"+U281","v":262.24},{"$f":"IF(D281=\"MAR\",IF((BB281-AJ281)<0,0,BB281-AJ281),IF(D281=\"C\",IF((BB281-AJ281)<0,0,BB281-AJ281),IF((BB281-AK281)<0,0,BB281-AK281)))","v":258.53199999999998},{"$f":"IF(AG281=0,\"\",IF(AG281-AL281<0,0,AG281-AL281))","v":""},{"$f":"IF(D281=\"MAR\",0,IF(D281=\"C\",0,AJ281))","v":0},{"$f":"IF(T281-BE281<0,0,T281-BE281)","v":258.53199999999998},{"$f":"IF(D281=\"MAR\",IF(AI281+R281+AJ281=0,\"Infinito\",(I281+U281+AG281)/(AI281+R281)),IF(D281=\"C\",IF(AI281+R281+AJ281=0,\"Infinito\",(I281+U281+AG281)/(AI281+R281)),IF(AI281+R281+AJ281=0,\"Infinito\",(I281+U281+AG281)/(AI281+R281+AJ281))))","v":70.722761596547997},{"$f":"IF(BG281<1.4,\"1\", IF(BG281<3,\"2\", IF(BG281<9,\"3\", \"4\")))","v":"4"},{"$f":"IF(BG281<1.4,\"ROJO\", IF(BG281<3,\"AMARILLO\", IF(BG281<9,\"VERDE\", \"AZUL\")))","v":"AZUL"},{"$f":"IF(BG281<1.4,\"Déficit\", IF(BG281<3,\"Equilibrio\", IF(BG281<9,\"Disponibilidad\", \"Abundante\")))","v":"Abundante"},{"$f":"IF(I281+U281+AG281<=0,0,I281+U281+AG281)","v":262.24},{"$f":"IF(D281=\"MAR\",AI281+R281,IF(D281=\"C\",AI281+R281,AI281+R281+AJ281))","v":3.7080000000000002},{"$f":"BK281/BL281","v":70.722761596547997}]
[null,null,null,null,null,null,null,null,null,null,null,null,null,null,null,null,null,null,null,null,{"$f":"IF(U283=0,\"\",U283/(SUM($U283:$AG283)))","v":0.27241390828875217},0.23636185327365197,0.36434592054706766,0.12687831789052825,"","","","","","","","","",1,null,null,null,null,null,{"$f":"IF(U282=0,\"\",U282)","v":0.27241390828875217},0.23636185327365197,0.36434592054706766,0.12687831789052825,"","","","","","","","","",1]
[95,{"$f":"A283","v":95},{"$f":"A283","v":95},106,null,null,null,1271.3989999999999,{"$f":"T269+T271+T273","v":3397.9259999999995},0,0.81100000000000005,4670.1359999999986,1.014,0,0,1.014,1.014,0,{"$f":"L283-Q283-R283","v":4669.1219999999985},{"$f":"IF(S283<0,0,S283)","v":4669.1219999999985},{"$f":"K283+H283","v":1272.2099999999998},{"$f":"T269","v":1103.8419999999999},{"$f":"+T271","v":1701.5450000000001},{"$f":"+T273","v":592.53899999999999},null,null,null,null,null,null,null,null,{"$f":"J283","v":0},4670.1359999999995,{"$f":"+Q283","v":1.014},{"$f":"(AI305+R305+AJ305)*V304","v":8.4096604411283664},{"$f":"(AI283+R283+AJ283)*U282","v":2.5671361711538845},{"$f":"IF(AG283>0,(AI283+R283+AJ283)*AG282,\"\")","v":""},{"$f":"SUM(AI283:AK283)","v":11.990796612282249},{"$f":"IF(AN282=\"\",\"\",$AM283*AN282)","v":3.2664597686473371},2.8341669095064601,4.3687978297946364,1.5213721043338164,"","","","","","","","","",11.990796612282249,{"$f":"+U283","v":1272.2099999999998},{"$f":"IF(D283=\"MAR\",IF((BB283-AJ283)<0,0,BB283-AJ283),IF(D283=\"C\",IF((BB283-AJ283)<0,0,BB283-AJ283),IF((BB283-AK283)<0,0,BB283-AK283)))","v":1269.642863828846},{"$f":"IF(AG283=0,\"\",IF(AG283-AL283<0,0,AG283-AL283))","v":""},{"$f":"IF(D283=\"MAR\",0,IF(D283=\"C\",0,AJ283))","v":8.4096604411283664},{"$f":"IF(T283-BE283<0,0,T283-BE283)","v":4660.7123395588706},{"$f":"IF(D283=\"MAR\",IF(AI283+R283+AJ283=0,\"Infinito\",(I283+U283+AG283)/(AI283+R283)),IF(D283=\"C\",IF(AI283+R283+AJ283=0,\"Infinito\",(I283+U283+AG283)/(AI283+R283)),IF(AI283+R283+AJ283=0,\"Infinito\",(I283+U283+AG283)/(AI283+R283+AJ283))))","v":495.57558118475765},{"$f":"IF(BG283<1.4,\"1\", IF(BG283<3,\"2\", IF(BG283<9,\"3\", \"4\")))","v":"4"},{"$f":"IF(BG283<1.4,\"ROJO\", IF(BG283<3,\"AMARILLO\", IF(BG283<9,\"VERDE\", \"AZUL\")))","v":"AZUL"},{"$f":"IF(BG283<1.4,\"Déficit\", IF(BG283<3,\"Equilibrio\", IF(BG283<9,\"Disponibilidad\", \"Abundante\")))","v":"Abundante"},{"$f":"IF(I283+U283+AG283<=0,0,I283+U283+AG283)","v":4670.1359999999995},{"$f":"IF(D283=\"MAR\",AI283+R283,IF(D283=\"C\",AI283+R283,AI283+R283+AJ283))","v":9.4236604411283658},{"$f":"BK283/BL283","v":495.57558118475765}]
[null,null,null,null,null,null,null,null,null,null,null,null,null,null,null,null,null,null,null,null,{"$f":"IF(U285=0,\"\",U285/(SUM($U285:$AG285)))","v":5.2788383300995181E-3},0.99472116166990043,"","","","","","","","","","","",1,null,null,null,null,null,{"$f":"IF(U284=0,\"\",U284)","v":5.2788383300995181E-3},0.99472116166990043,"","","","","","","","","","","",1]
[96,{"$f":"A285","v":96},{"$f":"A285","v":96},106,null,null,null,21.079000000000001,{"$f":"T275","v":3973.165},0,6.0000000000000001E-3,3994.25,8.0000000000000002E-3,0,0,8.0000000000000002E-3,8.0000000000000002E-3,0,{"$f":"L285-Q285-R285","v":3994.2420000000002},{"$f":"IF(S285<0,0,S285)","v":3994.2420000000002},{"$f":"K285+H285","v":21.085000000000001},{"$f":"T275","v":3973.165},null,null,null,null,null,null,null,null,null,null,{"$f":"J285","v":0},3994.25,{"$f":"+Q285","v":8.0000000000000002E-3},{"$f":"(AI305+R305+AJ305)*W304","v":7.1941189242203256},{"$f":"(AI285+R285+AJ285)*U284","v":3.801882143510936E-2},{"$f":"IF(AG285>0,(AI285+R285+AJ285)*AG284,\"\")","v":""},{"$f":"SUM(AI285:AK285)","v":7.240137745655435},{"$f":"IF(AN284=\"\",\"\",$AM285*AN284)","v":3.8219516646966226E-2},7.2019182290084682,"","","","","","","","","","","",7.2401377456554341,{"$f":"+U285","v":21.085000000000001},{"$f":"IF(D285=\"MAR\",IF((BB285-AJ285)<0,0,BB285-AJ285),IF(D285=\"C\",IF((BB285-AJ285)<0,0,BB285-AJ285),IF((BB285-AK285)<0,0,BB285-AK285)))","v":21.046981178564891},{"$f":"IF(AG285=0,\"\",IF(AG285-AL285<0,0,AG285-AL285))","v":""},{"$f":"IF(D285=\"MAR\",0,IF(D285=\"C\",0,AJ285))","v":7.1941189242203256},{"$f":"IF(T285-BE285<0,0,T285-BE285)","v":3987.04788107578},{"$f":"IF(D285=\"MAR\",IF(AI285+R285+AJ285=0,\"Infinito\",(I285+U285+AG285)/(AI285+R285)),IF(D285=\"C\",IF(AI285+R285+AJ285=0,\"Infinito\",(I285+U285+AG285)/(AI285+R285)),IF(AI285+R285+AJ285=0,\"Infinito\",(I285+U285+AG285)/(AI285+R285+AJ285))))","v":554.59373026562491},{"$f":"IF(BG285<1.4,\"1\", IF(BG285<3,\"2\", IF(BG285<9,\"3\", \"4\")))","v":"4"},{"$f":"IF(BG285<1.4,\"ROJO\", IF(BG285<3,\"AMARILLO\", IF(BG285<9,\"VERDE\", \"AZUL\")))","v":"AZUL"},{"$f":"IF(BG285<1.4,\"Déficit\", IF(BG285<3,\"Equilibrio\", IF(BG285<9,\"Disponibilidad\", \"Abundante\")))","v":"Abundante"},{"$f":"IF(I285+U285+AG285<=0,0,I285+U285+AG285)","v":3994.25},{"$f":"IF(D285=\"MAR\",AI285+R285,IF(D285=\"C\",AI285+R285,AI285+R285+AJ285))","v":7.2021189242203256},{"$f":"BK285/BL285","v":554.59373026562491}]
[null,null,null,null,null,null,null,null,null,null,null,null,null,null,null,null,null,null,null,null,{"$f":"IF(U287=0,\"\",U287/(SUM($U287:$AG287)))","v":1.1127468895901002E-2},0.98887253110409901,"","","","","","","","","","","",1,null,null,null,null,null,{"$f":"IF(U286=0,\"\",U286)","v":1.1127468895901002E-2},0.98887253110409901,"","","","","","","","","","","",1]
[97,{"$f":"A287","v":97},{"$f":"A287","v":97},106,null,null,null,21.617000000000001,{"$f":"T277","v":1921.0530000000001},0,0,1942.67,0,0,0,0,0,0,{"$f":"L287-Q287-R287","v":1942.67},{"$f":"IF(S287<0,0,S287)","v":1942.67},{"$f":"K287+H287","v":21.617000000000001},{"$f":"T277","v":1921.0530000000001},null,null,null,null,null,null,null,null,null,null,{"$f":"J287","v":0},1942.67,{"$f":"+Q287","v":0},{"$f":"(AI305+R305+AJ305)*X304","v":3.4989865437585155},{"$f":"(AI287+R287+AJ287)*U286","v":3.8934863932849034E-2},{"$f":"IF(AG287>0,(AI287+R287+AJ287)*AG286,\"\")","v":""},{"$f":"SUM(AI287:AK287)","v":3.5379214076913645},{"$f":"IF(AN286=\"\",\"\",$AM287*AN286)","v":3.9368110420227947E-2},3.4985532972711368,"","","","","","","","","","","",3.537921407691365,{"$f":"+U287","v":21.617000000000001},{"$f":"IF(D287=\"MAR\",IF((BB287-AJ287)<0,0,BB287-AJ287),IF(D287=\"C\",IF((BB287-AJ287)<0,0,BB287-AJ287),IF((BB287-AK287)<0,0,BB287-AK287)))","v":21.578065136067153},{"$f":"IF(AG287=0,\"\",IF(AG287-AL287<0,0,AG287-AL287))","v":""},{"$f":"IF(D287=\"MAR\",0,IF(D287=\"C\",0,AJ287))","v":3.4989865437585155},{"$f":"IF(T287-BE287<0,0,T287-BE287)","v":1939.1710134562416},{"$f":"IF(D287=\"MAR\",IF(AI287+R287+AJ287=0,\"Infinito\",(I287+U287+AG287)/(AI287+R287)),IF(D287=\"C\",IF(AI287+R287+AJ287=0,\"Infinito\",(I287+U287+AG287)/(AI287+R287)),IF(AI287+R287+AJ287=0,\"Infinito\",(I287+U287+AG287)/(AI287+R287+AJ287))))","v":555.20933724804706},{"$f":"IF(BG287<1.4,\"1\", IF(BG287<3,\"2\", IF(BG287<9,\"3\", \"4\")))","v":"4"},{"$f":"IF(BG287<1.4,\"ROJO\", IF(BG287<3,\"AMARILLO\", IF(BG287<9,\"VERDE\", \"AZUL\")))","v":"AZUL"},{"$f":"IF(BG287<1.4,\"Déficit\", IF(BG287<3,\"Equilibrio\", IF(BG287<9,\"Disponibilidad\", \"Abundante\")))","v":"Abundante"},{"$f":"IF(I287+U287+AG287<=0,0,I287+U287+AG287)","v":1942.67},{"$f":"IF(D287=\"MAR\",AI287+R287,IF(D287=\"C\",AI287+R287,AI287+R287+AJ287))","v":3.4989865437585155},{"$f":"BK287/BL287","v":555.20933724804706}]
[null,null,null,null,null,null,null,null,null,null,null,null,null,null,null,null,null,null,null,null,{"$f":"IF(U289=0,\"\",U289/(SUM($U289:$AG289)))","v":1},"","","","","","","","","","","","",1,null,null,null,null,null,{"$f":"IF(U288=0,\"\",U288)","v":1},"","","","","","","","","","","","",1]
[98,{"$f":"A289","v":98},{"$f":"A289","v":98},106,null,null,null,1649.2750000000001,null,0,0.623,{"$f":"SUM(H289:K289)","v":1649.8980000000001},0.77900000000000003,0,0,{"$f":"SUM(M289:O289)","v":0.77900000000000003},{"$f":"+P289","v":0.77900000000000003},0,{"$f":"L289-Q289-R289","v":1649.1190000000001},{"$f":"IF(S289<0,0,S289)","v":1649.1190000000001},{"$f":"K289+H289","v":1649.8980000000001},null,null,null,null,null,null,null,null,null,null,null,{"$f":"J289","v":0},1649.8980000000001,{"$f":"+Q289","v":0.77900000000000003},{"$f":"(AI305+R305+AJ305)*Y304","v":2.9702652483728578},{"$f":"(AI289+R289+AJ289)*U288","v":3.7492652483728577},{"$f":"IF(AG289>0,(AI289+R289+AJ289)*AG288,\"\")","v":""},{"$f":"SUM(AI289:AK289)","v":7.4985304967457154},{"$f":"IF(AN288=\"\",\"\",$AM289*AN288)","v":7.4985304967457154},"","","","","","","","","","","","",7.4985304967457154,{"$f":"+U289","v":1649.8980000000001},{"$f":"IF(D289=\"MAR\",IF((BB289-AJ289)<0,0,BB289-AJ289),IF(D289=\"C\",IF((BB289-AJ289)<0,0,BB289-AJ289),IF((BB289-AK289)<0,0,BB289-AK289)))","v":1646.1487347516272},{"$f":"IF(AG289=0,\"\",IF(AG289-AL289<0,0,AG289-AL289))","v":""},{"$f":"IF(D289=\"MAR\",0,IF(D289=\"C\",0,AJ289))","v":2.9702652483728578},{"$f":"IF(T289-BE289<0,0,T289-BE289)","v":1646.1487347516272},{"$f":"IF(D289=\"MAR\",IF(AI289+R289+AJ289=0,\"Infinito\",(I289+U289+AG289)/(AI289+R289)),IF(D289=\"C\",IF(AI289+R289+AJ289=0,\"Infinito\",(I289+U289+AG289)/(AI289+R289)),IF(AI289+R289+AJ289=0,\"Infinito\",(I289+U289+AG289)/(AI289+R289+AJ289))))","v":440.05902242207026},{"$f":"IF(BG289<1.4,\"1\", IF(BG289<3,\"2\", IF(BG289<9,\"3\", \"4\")))","v":"4"},{"$f":"IF(BG289<1.4,\"ROJO\", IF(BG289<3,\"AMARILLO\", IF(BG289<9,\"VERDE\", \"AZUL\")))","v":"AZUL"},{"$f":"IF(BG289<1.4,\"Déficit\", IF(BG289<3,\"Equilibrio\", IF(BG289<9,\"Disponibilidad\", \"Abundante\")))","v":"Abundante"},{"$f":"IF(I289+U289+AG289<=0,0,I289+U289+AG289)","v":1649.8980000000001},{"$f":"IF(D289=\"MAR\",AI289+R289,IF(D289=\"C\",AI289+R289,AI289+R289+AJ289))","v":3.7492652483728577},{"$f":"BK289/BL289","v":440.05902242207026}]
[null,null,null,null,null,null,null,null,null,null,null,null,null,null,null,null,null,null,null,null,{"$f":"IF(U291=0,\"\",U291/(SUM($U291:$AG291)))","v":1},"","","","","","","","","","","","",1,null,null,null,null,null,{"$f":"IF(U290=0,\"\",U290)","v":1},"","","","","","","","","","","","",1]
[99,{"$f":"A291","v":99},{"$f":"A291","v":99},106,null,null,null,1724.444,null,0,0.14199999999999999,1724.586,0.17799999999999999,0,0,0.17799999999999999,0.17799999999999999,0,{"$f":"L291-Q291-R291","v":1724.4079999999999},{"$f":"IF(S291<0,0,S291)","v":1724.4079999999999},{"$f":"K291+H291","v":1724.586},null,null,null,null,null,null,null,null,null,null,null,{"$f":"J291","v":0},1724.586,{"$f":"+Q291","v":0.17799999999999999},{"$f":"(AI305+R305+AJ305)*Z304","v":3.1058699562712833},{"$f":"(AI291+R291+AJ291)*U290","v":3.2838699562712832},{"$f":"IF(AG291>0,(AI291+R291+AJ291)*AG290,\"\")","v":""},{"$f":"SUM(AI291:AK291)","v":6.5677399125425664},{"$f":"IF(AN290=\"\",\"\",$AM291*AN290)","v":6.5677399125425664},"","","","","","","","","","","","",6.5677399125425664,{"$f":"+U291","v":1724.586},{"$f":"IF(D291=\"MAR\",IF((BB291-AJ291)<0,0,BB291-AJ291),IF(D291=\"C\",IF((BB291-AJ291)<0,0,BB291-AJ291),IF((BB291-AK291)<0,0,BB291-AK291)))","v":1721.3021300437288},{"$f":"IF(AG291=0,\"\",IF(AG291-AL291<0,0,AG291-AL291))","v":""},{"$f":"IF(D291=\"MAR\",0,IF(D291=\"C\",0,AJ291))","v":3.1058699562712833},{"$f":"IF(T291-BE291<0,0,T291-BE291)","v":1721.3021300437285},{"$f":"IF(D291=\"MAR\",IF(AI291+R291+AJ291=0,\"Infinito\",(I291+U291+AG291)/(AI291+R291)),IF(D291=\"C\",IF(AI291+R291+AJ291=0,\"Infinito\",(I291+U291+AG291)/(AI291+R291)),IF(AI291+R291+AJ291=0,\"Infinito\",(I291+U291+AG291)/(AI291+R291+AJ291))))","v":525.16878651254683},{"$f":"IF(BG291<1.4,\"1\", IF(BG291<3,\"2\", IF(BG291<9,\"3\", \"4\")))","v":"4"},{"$f":"IF(BG291<1.4,\"ROJO\", IF(BG291<3,\"AMARILLO\", IF(BG291<9,\"VERDE\", \"AZUL\")))","v":"AZUL"},{"$f":"IF(BG291<1.4,\"Déficit\", IF(BG291<3,\"Equilibrio\", IF(BG291<9,\"Disponibilidad\", \"Abundante\")))","v":"Abundante"},{"$f":"IF(I291+U291+AG291<=0,0,I291+U291+AG291)","v":1724.586},{"$f":"IF(D291=\"MAR\",AI291+R291,IF(D291=\"C\",AI291+R291,AI291+R291+AJ291))","v":3.2838699562712832},{"$f":"BK291/BL291","v":525.16878651254683}]
[null,null,null,null,null,null,null,null,null,null,null,null,null,null,null,null,null,null,null,null,{"$f":"IF(U293=0,\"\",U293/(SUM($U293:$AG293)))","v":1},"","","","","","","","","","","","",1,null,null,null,null,null,{"$f":"IF(U292=0,\"\",U292)","v":1},"","","","","","","","","","","","",1]
[100,{"$f":"A293","v":100},{"$f":"A293","v":100},106,null,null,null,469.39100000000002,null,0,0,469.39100000000002,0,0,0,0,0,0,{"$f":"L293-Q293-R293","v":469.39100000000002},{"$f":"IF(S293<0,0,S293)","v":469.39100000000002},{"$f":"K293+H293","v":469.39100000000002},null,null,null,null,null,null,null,null,null,null,null,{"$f":"J293","v":0},469.39100000000002,{"$f":"+Q293","v":0},{"$f":"(AI305+R305+AJ305)*AA304","v":0.84543066643400755},{"$f":"(AI293+R293+AJ293)*U292","v":0.84543066643400755},{"$f":"IF(AG293>0,(AI293+R293+AJ293)*AG292,\"\")","v":""},{"$f":"SUM(AI293:AK293)","v":1.6908613328680151},{"$f":"IF(AN292=\"\",\"\",$AM293*AN292)","v":1.6908613328680151},"","","","","","","","","","","","",1.6908613328680151,{"$f":"+U293","v":469.39100000000002},{"$f":"IF(D293=\"MAR\",IF((BB293-AJ293)<0,0,BB293-AJ293),IF(D293=\"C\",IF((BB293-AJ293)<0,0,BB293-AJ293),IF((BB293-AK293)<0,0,BB293-AK293)))","v":468.54556933356599},{"$f":"IF(AG293=0,\"\",IF(AG293-AL293<0,0,AG293-AL293))","v":""},{"$f":"IF(D293=\"MAR\",0,IF(D293=\"C\",0,AJ293))","v":0.84543066643400755},{"$f":"IF(T293-BE293<0,0,T293-BE293)","v":468.54556933356599},{"$f":"IF(D293=\"MAR\",IF(AI293+R293+AJ293=0,\"Infinito\",(I293+U293+AG293)/(AI293+R293)),IF(D293=\"C\",IF(AI293+R293+AJ293=0,\"Infinito\",(I293+U293+AG293)/(AI293+R293)),IF(AI293+R293+AJ293=0,\"Infinito\",(I293+U293+AG293)/(AI293+R293+AJ293))))","v":555.20933724804695},{"$f":"IF(BG293<1.4,\"1\", IF(BG293<3,\"2\", IF(BG293<9,\"3\", \"4\")))","v":"4"},{"$f":"IF(BG293<1.4,\"ROJO\", IF(BG293<3,\"AMARILLO\", IF(BG293<9,\"VERDE\", \"AZUL\")))","v":"AZUL"},{"$f":"IF(BG293<1.4,\"Déficit\", IF(BG293<3,\"Equilibrio\", IF(BG293<9,\"Disponibilidad\", \"Abundante\")))","v":"Abundante"},{"$f":"IF(I293+U293+AG293<=0,0,I293+U293+AG293)","v":469.39100000000002},{"$f":"IF(D293=\"MAR\",AI293+R293,IF(D293=\"C\",AI293+R293,AI293+R293+AJ293))","v":0.84543066643400755},{"$f":"BK293/BL293","v":555.20933724804695}]
[null,null,null,null,null,null,null,null,null,null,null,null,null,null,null,null,null,null,null,null,{"$f":"IF(U295=0,\"\",U295/(SUM($U295:$AG295)))","v":1},"","","","","","","","","","","","",1,null,null,null,null,null,{"$f":"IF(U294=0,\"\",U294)","v":1},"","","","","","","","","","","","",1]
[101,{"$f":"A295","v":101},{"$f":"A295","v":101},106,null,null,null,400.62900000000002,null,0,9.1999999999999998E-2,400.721,0.115,0,0,0.115,0.115,0,{"$f":"L295-Q295-R295","v":400.60599999999999},{"$f":"IF(S295<0,0,S295)","v":400.60599999999999},{"$f":"K295+H295","v":400.721},null,null,null,null,null,null,null,null,null,null,null,{"$f":"J295","v":0},400.721,{"$f":"+Q295","v":0.115},{"$f":"(AI305+R305+AJ305)*AB304","v":0.72154045892968133},{"$f":"(AI295+R295+AJ295)*U294","v":0.83654045892968132},{"$f":"IF(AG295>0,(AI295+R295+AJ295)*AG294,\"\")","v":""},{"$f":"SUM(AI295:AK295)","v":1.6730809178593626},{"$f":"IF(AN294=\"\",\"\",$AM295*AN294)","v":1.6730809178593626},"","","","","","","","","","","","",1.6730809178593626,{"$f":"+U295","v":400.721},{"$f":"IF(D295=\"MAR\",IF((BB295-AJ295)<0,0,BB295-AJ295),IF(D295=\"C\",IF((BB295-AJ295)<0,0,BB295-AJ295),IF((BB295-AK295)<0,0,BB295-AK295)))","v":399.88445954107033},{"$f":"IF(AG295=0,\"\",IF(AG295-AL295<0,0,AG295-AL295))","v":""},{"$f":"IF(D295=\"MAR\",0,IF(D295=\"C\",0,AJ295))","v":0.72154045892968133},{"$f":"IF(T295-BE295<0,0,T295-BE295)","v":399.88445954107033},{"$f":"IF(D295=\"MAR\",IF(AI295+R295+AJ295=0,\"Infinito\",(I295+U295+AG295)/(AI295+R295)),IF(D295=\"C\",IF(AI295+R295+AJ295=0,\"Infinito\",(I295+U295+AG295)/(AI295+R295)),IF(AI295+R295+AJ295=0,\"Infinito\",(I295+U295+AG295)/(AI295+R295+AJ295))))","v":479.02166084436112},{"$f":"IF(BG295<1.4,\"1\", IF(BG295<3,\"2\", IF(BG295<9,\"3\", \"4\")))","v":"4"},{"$f":"IF(BG295<1.4,\"ROJO\", IF(BG295<3,\"AMARILLO\", IF(BG295<9,\"VERDE\", \"AZUL\")))","v":"AZUL"},{"$f":"IF(BG295<1.4,\"Déficit\", IF(BG295<3,\"Equilibrio\", IF(BG295<9,\"Disponibilidad\", \"Abundante\")))","v":"Abundante"},{"$f":"IF(I295+U295+AG295<=0,0,I295+U295+AG295)","v":400.721},{"$f":"IF(D295=\"MAR\",AI295+R295,IF(D295=\"C\",AI295+R295,AI295+R295+AJ295))","v":0.83654045892968132},{"$f":"BK295/BL295","v":479.02166084436112}]
[null,null,null,null,null,null,null,null,null,null,null,null,null,null,null,null,null,null,null,null,{"$f":"IF(U297=0,\"\",U297/(SUM($U297:$AG297)))","v":1},"","","","","","","","","","","","",1,null,null,null,null,null,null,{"$f":"IF(V296=0,\"\",V296)","v":""},"","","","","","","","","","",""]
[102,{"$f":"A297","v":102},{"$f":"A297","v":102},106,null,null,null,232.80199999999999,null,0,0.15,232.952,0.188,0,0,0.188,0.188,0,{"$f":"L297-Q297-R297","v":232.76400000000001},{"$f":"IF(S297<0,0,S297)","v":232.76400000000001},{"$f":"K297+H297","v":232.952},null,null,null,null,null,null,null,null,null,null,null,{"$f":"J297","v":0},232.952,{"$f":"+Q297","v":0.188},{"$f":"(AI305+R305+AJ305)*AC304","v":0.41923646521097624},{"$f":"(AI297+R297+AJ297)*U296","v":0.6072364652109763},{"$f":"IF(AG297>0,(AI297+R297+AJ297)*AG296,\"\")","v":""},{"$f":"SUM(AI297:AK297)","v":1.2144729304219526},{"$f":"IF(AN296=\"\",\"\",$AM297*AN296)","v":""},"","","","","","","","","","","","",{"$f":"SUM(AN297:AZ297)","v":0},{"$f":"+U297","v":232.952},{"$f":"IF(D297=\"MAR\",IF((BB297-AJ297)<0,0,BB297-AJ297),IF(D297=\"C\",IF((BB297-AJ297)<0,0,BB297-AJ297),IF((BB297-AK297)<0,0,BB297-AK297)))","v":232.34476353478902},{"$f":"IF(AG297=0,\"\",IF(AG297-AL297<0,0,AG297-AL297))","v":""},{"$f":"IF(D297=\"MAR\",0,IF(D297=\"C\",0,AJ297))","v":0.41923646521097624},{"$f":"IF(T297-BE297<0,0,T297-BE297)","v":232.34476353478902},{"$f":"IF(D297=\"MAR\",IF(AI297+R297+AJ297=0,\"Infinito\",(I297+U297+AG297)/(AI297+R297)),IF(D297=\"C\",IF(AI297+R297+AJ297=0,\"Infinito\",(I297+U297+AG297)/(AI297+R297)),IF(AI297+R297+AJ297=0,\"Infinito\",(I297+U297+AG297)/(AI297+R297+AJ297))))","v":383.62650029435224},{"$f":"IF(BG297<1.4,\"1\", IF(BG297<3,\"2\", IF(BG297<9,\"3\", \"4\")))","v":"4"},{"$f":"IF(BG297<1.4,\"ROJO\", IF(BG297<3,\"AMARILLO\", IF(BG297<9,\"VERDE\", \"AZUL\")))","v":"AZUL"},{"$f":"IF(BG297<1.4,\"Déficit\", IF(BG297<3,\"Equilibrio\", IF(BG297<9,\"Disponibilidad\", \"Abundante\")))","v":"Abundante"},{"$f":"IF(I297+U297+AG297<=0,0,I297+U297+AG297)","v":232.952},{"$f":"IF(D297=\"MAR\",AI297+R297,IF(D297=\"C\",AI297+R297,AI297+R297+AJ297))","v":0.6072364652109763},{"$f":"BK297/BL297","v":383.62650029435224}]
[null,null,null,null,null,null,null,null,null,null,null,null,null,null,null,null,null,null,null,null,{"$f":"IF(U299=0,\"\",U299/(SUM($U299:$AG299)))","v":1},"","","","","","","","","","","","",1,null,null,null,null,null,null,{"$f":"IF(V298=0,\"\",V298)","v":""},"","","","","","","","","","",""]
[103,{"$f":"A299","v":103},{"$f":"A299","v":103},106,null,null,null,255.369,null,0,0.92,256.28899999999999,1.1499999999999999,0,0,1.1499999999999999,1.1499999999999999,0,{"$f":"L299-Q299-R299","v":255.13899999999998},{"$f":"IF(S299<0,0,S299)","v":255.13899999999998},{"$f":"K299+H299","v":256.28899999999999},null,null,null,null,null,null,null,null,null,null,null,{"$f":"J299","v":0},256.28899999999999,{"$f":"+Q299","v":1.1499999999999999},{"$f":"(AI305+R305+AJ305)*AD304","v":0.45953657995851266},{"$f":"(AI299+R299+AJ299)*U298","v":1.6095365799585126},{"$f":"IF(AG299>0,(AI299+R299+AJ299)*AG298,\"\")","v":""},{"$f":"SUM(AI299:AK299)","v":3.2190731599170253},{"$f":"IF(AN298=\"\",\"\",$AM299*AN298)","v":""},"","","","","","","","","","","","",{"$f":"SUM(AN299:AZ299)","v":0},{"$f":"+U299","v":256.28899999999999},{"$f":"IF(D299=\"MAR\",IF((BB299-AJ299)<0,0,BB299-AJ299),IF(D299=\"C\",IF((BB299-AJ299)<0,0,BB299-AJ299),IF((BB299-AK299)<0,0,BB299-AK299)))","v":254.67946342004149},{"$f":"IF(AG299=0,\"\",IF(AG299-AL299<0,0,AG299-AL299))","v":""},{"$f":"IF(D299=\"MAR\",0,IF(D299=\"C\",0,AJ299))","v":0.45953657995851266},{"$f":"IF(T299-BE299<0,0,T299-BE299)","v":254.67946342004146},{"$f":"IF(D299=\"MAR\",IF(AI299+R299+AJ299=0,\"Infinito\",(I299+U299+AG299)/(AI299+R299)),IF(D299=\"C\",IF(AI299+R299+AJ299=0,\"Infinito\",(I299+U299+AG299)/(AI299+R299)),IF(AI299+R299+AJ299=0,\"Infinito\",(I299+U299+AG299)/(AI299+R299+AJ299))))","v":159.23154726101725},{"$f":"IF(BG299<1.4,\"1\", IF(BG299<3,\"2\", IF(BG299<9,\"3\", \"4\")))","v":"4"},{"$f":"IF(BG299<1.4,\"ROJO\", IF(BG299<3,\"AMARILLO\", IF(BG299<9,\"VERDE\", \"AZUL\")))","v":"AZUL"},{"$f":"IF(BG299<1.4,\"Déficit\", IF(BG299<3,\"Equilibrio\", IF(BG299<9,\"Disponibilidad\", \"Abundante\")))","v":"Abundante"},{"$f":"IF(I299+U299+AG299<=0,0,I299+U299+AG299)","v":256.28899999999999},{"$f":"IF(D299=\"MAR\",AI299+R299,IF(D299=\"C\",AI299+R299,AI299+R299+AJ299))","v":1.6095365799585126},{"$f":"BK299/BL299","v":159.23154726101725}]
[null,null,null,null,null,null,null,null,null,null,null,null,null,null,null,null,null,null,null,null,{"$f":"IF(U301=0,\"\",U301/(SUM($U301:$AG301)))","v":1},"","","","","","","","","","","","",1,null,null,null,null,null,{"$f":"IF(U300=0,\"\",U300)","v":1},"","","","","","","","","","","",""]
[104,{"$f":"A301","v":104},{"$f":"A301","v":104},106,null,null,null,236.04599999999999,null,0,0.70599999999999996,236.75199999999998,0.92400000000000004,0,0,0.92400000000000004,0.92400000000000004,0,{"$f":"L301-Q301-R301","v":235.82799999999997},{"$f":"IF(S301<0,0,S301)","v":235.82799999999997},{"$f":"K301+H301","v":236.75199999999998},null,null,null,null,null,null,null,null,null,null,null,{"$f":"J301","v":0},236.75199999999998,{"$f":"+Q301","v":0.92400000000000004},{"$f":"(AI305+R305+AJ305)*AE304","v":0.42475510438802427},{"$f":"(AI301+R301+AJ301)*U300","v":1.3487551043880244},{"$f":"IF(AG301>0,(AI301+R301+AJ301)*AG300,\"\")","v":""},{"$f":"SUM(AI301:AK301)","v":2.6975102087760487},{"$f":"IF(AN300=\"\",\"\",$AM301*AN300)","v":2.6975102087760487},"","","","","","","","","","","","",{"$f":"SUM(AN301:AZ301)","v":2.6975102087760487},{"$f":"+U301","v":236.75199999999998},{"$f":"IF(D301=\"MAR\",IF((BB301-AJ301)<0,0,BB301-AJ301),IF(D301=\"C\",IF((BB301-AJ301)<0,0,BB301-AJ301),IF((BB301-AK301)<0,0,BB301-AK301)))","v":235.40324489561195},{"$f":"IF(AG301=0,\"\",IF(AG301-AL301<0,0,AG301-AL301))","v":""},{"$f":"IF(D301=\"MAR\",0,IF(D301=\"C\",0,AJ301))","v":0.42475510438802427},{"$f":"IF(T301-BE301<0,0,T301-BE301)","v":235.40324489561195},{"$f":"IF(D301=\"MAR\",IF(AI301+R301+AJ301=0,\"Infinito\",(I301+U301+AG301)/(AI301+R301)),IF(D301=\"C\",IF(AI301+R301+AJ301=0,\"Infinito\",(I301+U301+AG301)/(AI301+R301)),IF(AI301+R301+AJ301=0,\"Infinito\",(I301+U301+AG301)/(AI301+R301+AJ301))))","v":175.5337193755588},{"$f":"IF(BG301<1.4,\"1\", IF(BG301<3,\"2\", IF(BG301<9,\"3\", \"4\")))","v":"4"},{"$f":"IF(BG301<1.4,\"ROJO\", IF(BG301<3,\"AMARILLO\", IF(BG301<9,\"VERDE\", \"AZUL\")))","v":"AZUL"},{"$f":"IF(BG301<1.4,\"Déficit\", IF(BG301<3,\"Equilibrio\", IF(BG301<9,\"Disponibilidad\", \"Abundante\")))","v":"Abundante"},{"$f":"IF(I301+U301+AG301<=0,0,I301+U301+AG301)","v":236.75199999999998},{"$f":"IF(D301=\"MAR\",AI301+R301,IF(D301=\"C\",AI301+R301,AI301+R301+AJ301))","v":1.3487551043880244},{"$f":"BK301/BL301","v":175.5337193755588}]
[null,null,null,null,null,null,null,null,null,null,null,null,null,null,null,null,null,null,null,null,{"$f":"IF(U303=0,\"\",U303/(SUM($U303:$AG303)))","v":1},"","","","","","","","","","","","",1,null,null,null,null,null,{"$f":"IF(U302=0,\"\",U302)","v":1},"","","","","","","","","","","","",1]
[105,{"$f":"A303","v":105},{"$f":"A303","v":105},106,null,null,null,710.69399999999996,null,0,0,710.69399999999996,0,0,0,0,0,0,{"$f":"L303-Q303-R303","v":710.69399999999996},{"$f":"IF(S303<0,0,S303)","v":710.69399999999996},{"$f":"K303+H303","v":710.69399999999996},null,null,null,null,null,null,null,null,null,null,null,{"$f":"J303","v":0},710.69399999999996,{"$f":"+Q303","v":0},{"$f":"(AI305+R305+AJ305)*AF304","v":1.2800469162183563},{"$f":"(AI303+R303+AJ303)*U302","v":1.2800469162183563},{"$f":"IF(AG303>0,(AI303+R303+AJ303)*AG302,\"\")","v":""},{"$f":"SUM(AI303:AK303)","v":2.5600938324367126},{"$f":"IF(AN302=\"\",\"\",$AM303*AN302)","v":2.5600938324367126},"","","","","","","","","","","","",2.5600938324367126,{"$f":"+U303","v":710.69399999999996},{"$f":"IF(D303=\"MAR\",IF((BB303-AJ303)<0,0,BB303-AJ303),IF(D303=\"C\",IF((BB303-AJ303)<0,0,BB303-AJ303),IF((BB303-AK303)<0,0,BB303-AK303)))","v":709.41395308378162},{"$f":"IF(AG303=0,\"\",IF(AG303-AL303<0,0,AG303-AL303))","v":""},{"$f":"IF(D303=\"MAR\",0,IF(D303=\"C\",0,AJ303))","v":1.2800469162183563},{"$f":"IF(T303-BE303<0,0,T303-BE303)","v":709.41395308378162},{"$f":"IF(D303=\"MAR\",IF(AI303+R303+AJ303=0,\"Infinito\",(I303+U303+AG303)/(AI303+R303)),IF(D303=\"C\",IF(AI303+R303+AJ303=0,\"Infinito\",(I303+U303+AG303)/(AI303+R303)),IF(AI303+R303+AJ303=0,\"Infinito\",(I303+U303+AG303)/(AI303+R303+AJ303))))","v":555.20933724804695},{"$f":"IF(BG303<1.4,\"1\", IF(BG303<3,\"2\", IF(BG303<9,\"3\", \"4\")))","v":"4"},{"$f":"IF(BG303<1.4,\"ROJO\", IF(BG303<3,\"AMARILLO\", IF(BG303<9,\"VERDE\", \"AZUL\")))","v":"AZUL"},{"$f":"IF(BG303<1.4,\"Déficit\", IF(BG303<3,\"Equilibrio\", IF(BG303<9,\"Disponibilidad\", \"Abundante\")))","v":"Abundante"},{"$f":"IF(I303+U303+AG303<=0,0,I303+U303+AG303)","v":710.69399999999996},{"$f":"IF(D303=\"MAR\",AI303+R303,IF(D303=\"C\",AI303+R303,AI303+R303+AJ303))","v":1.2800469162183563},{"$f":"BK303/BL303","v":555.20933724804695}]
[null,null,null,null,null,null,null,null,null,null,null,null,null,null,null,null,null,null,null,null,{"$f":"IF(U305=0,\"\",U305/(SUM($U305:$AG305)))","v":0.15524881849357533},0.24221631317704276,0.20720610238432363,0.10077834015038498,8.5550029356742385E-2,8.9455736683041923E-2,2.4350222045704806E-2,2.0781917533232677E-2,1.2074912139871522E-2,1.3235642145927548E-2,1.2233860820924288E-2,3.6868105069228274E-2,"",1.0000000000000002,null,null,null,null,null,{"$f":"IF(U304=0,\"\",U304)","v":0.15524881849357533},0.24221631317704276,0.20720610238432363,0.10077834015038498,8.5550029356742385E-2,8.9455736683041923E-2,2.4350222045704806E-2,2.0781917533232677E-2,1.2074912139871522E-2,1.3235642145927548E-2,1.2233860820924288E-2,3.6868105069228274E-2,"",1.0000000000000002]
[106,{"$f":"A305","v":106},{"$f":"A305","v":106},114,null,null,null,2991.38,{"$f":"T283+T285+T287+T289+T291+T293+T295+T297+T299+T301+T303","v":16283.982999999995},0,1.2989999999999999,19276.661999999993,1.6160000000000001,0,0,1.6160000000000001,1.6160000000000001,0,{"$f":"L305-Q305-R305","v":19275.045999999991},{"$f":"IF(S305<0,0,S305)","v":19275.045999999991},{"$f":"K305+H305","v":2992.6790000000001},{"$f":"T283","v":4669.1219999999985},{"$f":"T285","v":3994.2420000000002},{"$f":"T287","v":1942.67},{"$f":"T289","v":1649.1190000000001},{"$f":"T291","v":1724.4079999999999},{"$f":"+T293","v":469.39100000000002},{"$f":"+T295","v":400.60599999999999},{"$f":"+T297","v":232.76400000000001},{"$f":"+T299","v":255.13899999999998},{"$f":"+T301","v":235.82799999999997},{"$f":"+T303","v":710.69399999999996},{"$f":"J305","v":0},19276.661999999997,{"$f":"+Q305","v":1.6160000000000001},{"$f":"(AI321+R321+AJ321)*V320","v":33.103628627909579},{"$f":"(AI305+R305+AJ305)*U304","v":5.3901813230186759},{"$f":"IF(AG305>0,(AI305+R305+AJ305)*AG304,\"\")","v":""},{"$f":"SUM(AI305:AK305)","v":40.109809950928252},{"$f":"IF(AN304=\"\",\"\",$AM305*AN304)","v":6.2270006048834619},9.7152502885457039,8.3109973873078022,4.0422000706019432,3.4313954187952698,3.5880525973770925,0.97668277851612306,0.83355876267382634,0.48432243110440315,0.5308790910516501,0.49069783249338028,1.4787726875776006,"",40.109809950928259,{"$f":"+U305","v":2992.6790000000001},{"$f":"IF(D305=\"MAR\",IF((BB305-AJ305)<0,0,BB305-AJ305),IF(D305=\"C\",IF((BB305-AJ305)<0,0,BB305-AJ305),IF((BB305-AK305)<0,0,BB305-AK305)))","v":2987.2888186769815},{"$f":"IF(AG305=0,\"\",IF(AG305-AL305<0,0,AG305-AL305))","v":""},{"$f":"IF(D305=\"MAR\",0,IF(D305=\"C\",0,AJ305))","v":33.103628627909579},{"$f":"IF(T305-BE305<0,0,T305-BE305)","v":19241.942371372083},{"$f":"IF(D305=\"MAR\",IF(AI305+R305+AJ305=0,\"Infinito\",(I305+U305+AG305)/(AI305+R305)),IF(D305=\"C\",IF(AI305+R305+AJ305=0,\"Infinito\",(I305+U305+AG305)/(AI305+R305)),IF(AI305+R305+AJ305=0,\"Infinito\",(I305+U305+AG305)/(AI305+R305+AJ305))))","v":555.20933724804695},{"$f":"IF(BG305<1.4,\"1\", IF(BG305<3,\"2\", IF(BG305<9,\"3\", \"4\")))","v":"4"},{"$f":"IF(BG305<1.4,\"ROJO\", IF(BG305<3,\"AMARILLO\", IF(BG305<9,\"VERDE\", \"AZUL\")))","v":"AZUL"},{"$f":"IF(BG305<1.4,\"Déficit\", IF(BG305<3,\"Equilibrio\", IF(BG305<9,\"Disponibilidad\", \"Abundante\")))","v":"Abundante"},{"$f":"IF(I305+U305+AG305<=0,0,I305+U305+AG305)","v":19276.661999999997},{"$f":"IF(D305=\"MAR\",AI305+R305,IF(D305=\"C\",AI305+R305,AI305+R305+AJ305))","v":34.719628627909579},{"$f":"BK305/BL305","v":555.20933724804695}]
[null,null,null,null,null,null,null,null,null,null,null,null,null,null,null,null,null,null,null,null,{"$f":"IF(U307=0,\"\",U307/(SUM($U307:$AG307)))","v":1},"","","","","","","","","","","","",1,null,null,null,null,null,{"$f":"IF(U306=0,\"\",U306)","v":1},"","","","","","","","","","","","",1]
[107,{"$f":"A307","v":107},{"$f":"A307","v":107},109,null,null,null,1967.7809999999999,null,0,0,1967.7809999999999,0,0,0,0,0,0,{"$f":"L307-Q307-R307","v":1967.7809999999999},{"$f":"IF(S307<0,0,S307)","v":1967.7809999999999},{"$f":"K307+H307","v":1967.7809999999999},null,null,null,null,null,null,null,null,null,null,null,{"$f":"J307","v":0},1967.7809999999999,{"$f":"+Q307","v":0},{"$f":"(AI311+R311+AJ311)*V310","v":3.9253966784872056},{"$f":"(AI307+R307+AJ307)*U306","v":3.9253966784872056},{"$f":"IF(AG307>0,(AI307+R307+AJ307)*AG306,\"\")","v":""},{"$f":"SUM(AI307:AK307)","v":7.8507933569744113},{"$f":"IF(AN306=\"\",\"\",$AM307*AN306)","v":7.8507933569744113},"","","","","","","","","","","","",7.8507933569744113,{"$f":"+U307","v":1967.7809999999999},{"$f":"IF(D307=\"MAR\",IF((BB307-AJ307)<0,0,BB307-AJ307),IF(D307=\"C\",IF((BB307-AJ307)<0,0,BB307-AJ307),IF((BB307-AK307)<0,0,BB307-AK307)))","v":1963.8556033215127},{"$f":"IF(AG307=0,\"\",IF(AG307-AL307<0,0,AG307-AL307))","v":""},{"$f":"IF(D307=\"MAR\",0,IF(D307=\"C\",0,AJ307))","v":3.9253966784872056},{"$f":"IF(T307-BE307<0,0,T307-BE307)","v":1963.8556033215127},{"$f":"IF(D307=\"MAR\",IF(AI307+R307+AJ307=0,\"Infinito\",(I307+U307+AG307)/(AI307+R307)),IF(D307=\"C\",IF(AI307+R307+AJ307=0,\"Infinito\",(I307+U307+AG307)/(AI307+R307)),IF(AI307+R307+AJ307=0,\"Infinito\",(I307+U307+AG307)/(AI307+R307+AJ307))))","v":501.29481455574978},{"$f":"IF(BG307<1.4,\"1\", IF(BG307<3,\"2\", IF(BG307<9,\"3\", \"4\")))","v":"4"},{"$f":"IF(BG307<1.4,\"ROJO\", IF(BG307<3,\"AMARILLO\", IF(BG307<9,\"VERDE\", \"AZUL\")))","v":"AZUL"},{"$f":"IF(BG307<1.4,\"Déficit\", IF(BG307<3,\"Equilibrio\", IF(BG307<9,\"Disponibilidad\", \"Abundante\")))","v":"Abundante"},{"$f":"IF(I307+U307+AG307<=0,0,I307+U307+AG307)","v":1967.7809999999999},{"$f":"IF(D307=\"MAR\",AI307+R307,IF(D307=\"C\",AI307+R307,AI307+R307+AJ307))","v":3.9253966784872056},{"$f":"BK307/BL307","v":501.29481455574978}]
[null,null,null,null,null,null,null,null,null,null,null,null,null,null,null,null,null,null,null,null,{"$f":"IF(U309=0,\"\",U309/(SUM($U309:$AG309)))","v":1},"","","","","","","","","","","","",{"$f":"SUM(U308:AG308)","v":1},null,null,null,null,null,{"$f":"IF(U308=0,\"\",U308)","v":1},"","","","","","","","","","","","",{"$f":"SUM(AN308:AZ308)","v":1}]
[108,{"$f":"A309","v":108},{"$f":"A309","v":108},111,null,null,null,28444.109,null,0,0,28444.109,0,0,0,0,0,0,{"$f":"L309-Q309-R309","v":28444.109},{"$f":"IF(S309<0,0,S309)","v":28444.109},{"$f":"K309+H309","v":28444.109},null,null,null,null,null,null,null,null,null,null,null,{"$f":"J309","v":0},{"$f":"SUM(U309:AG309)","v":28444.109},{"$f":"+Q309","v":0},{"$f":"(AI315+R315+AJ315)*V314","v":49.533694505366434},{"$f":"(AI309+R309+AJ309)*U308","v":49.533694505366434},{"$f":"IF(AG309>0,(AI309+R309+AJ309)*AG308,\"\")","v":""},{"$f":"SUM(AI309:AK309)","v":99.067389010732867},{"$f":"IF(AN308=\"\",\"\",$AM309*AN308)","v":99.067389010732867},"","","","","","","","","","","","",{"$f":"SUM(AN309:AZ309)","v":99.067389010732867},{"$f":"+U309","v":28444.109},{"$f":"IF(D309=\"MAR\",IF((BB309-AJ309)<0,0,BB309-AJ309),IF(D309=\"C\",IF((BB309-AJ309)<0,0,BB309-AJ309),IF((BB309-AK309)<0,0,BB309-AK309)))","v":28394.575305494633},{"$f":"IF(AG309=0,\"\",IF(AG309-AL309<0,0,AG309-AL309))","v":""},{"$f":"IF(D309=\"MAR\",0,IF(D309=\"C\",0,AJ309))","v":49.533694505366434},{"$f":"IF(T309-BE309<0,0,T309-BE309)","v":28394.575305494633},{"$f":"IF(D309=\"MAR\",IF(AI309+R309+AJ309=0,\"Infinito\",(I309+U309+AG309)/(AI309+R309)),IF(D309=\"C\",IF(AI309+R309+AJ309=0,\"Infinito\",(I309+U309+AG309)/(AI309+R309)),IF(AI309+R309+AJ309=0,\"Infinito\",(I309+U309+AG309)/(AI309+R309+AJ309))))","v":574.23758280171069},{"$f":"IF(BG309<1.4,\"1\", IF(BG309<3,\"2\", IF(BG309<9,\"3\", \"4\")))","v":"4"},{"$f":"IF(BG309<1.4,\"ROJO\", IF(BG309<3,\"AMARILLO\", IF(BG309<9,\"VERDE\", \"AZUL\")))","v":"AZUL"},{"$f":"IF(BG309<1.4,\"Déficit\", IF(BG309<3,\"Equilibrio\", IF(BG309<9,\"Disponibilidad\", \"Abundante\")))","v":"Abundante"},{"$f":"IF(I309+U309+AG309<=0,0,I309+U309+AG309)","v":28444.109},{"$f":"IF(D309=\"MAR\",AI309+R309,IF(D309=\"C\",AI309+R309,AI309+R309+AJ309))","v":49.533694505366434},{"$f":"BK309/BL309","v":574.23758280171069}]
[null,null,null,null,null,null,null,null,null,null,null,null,null,null,null,null,null,null,null,null,{"$f":"IF(U311=0,\"\",U311/(SUM($U311:$AG311)))","v":0.19588112917719433},0.80411887082280564,"","","","","","","","","","","",{"$f":"SUM(U310:AG310)","v":1},null,null,null,null,null,{"$f":"IF(U310=0,\"\",U310)","v":0.19588112917719433},0.80411887082280564,"","","","","","","","","","","",{"$f":"SUM(AN310:AZ310)","v":1}]
[109,{"$f":"A311","v":109},{"$f":"A311","v":109},114,null,null,null,478.92099999999999,{"$f":"T307","v":1967.7809999999999},0,0.42499999999999999,2447.127,0.68,0,0,0.68,0.68,0,{"$f":"L311-Q311-R311","v":2446.4470000000001},{"$f":"IF(S311<0,0,S311)","v":2446.4470000000001},{"$f":"K311+H311","v":479.346},{"$f":"T307","v":1967.7809999999999},null,null,null,null,null,null,null,null,null,null,{"$f":"J311","v":0},{"$f":"SUM(U311:AG311)","v":2447.127},{"$f":"+Q311","v":0.68},{"$f":"(AI321+R321+AJ321)*W320","v":4.2016124343290038},{"$f":"(AI311+R311+AJ311)*U310","v":0.95621575584179763},{"$f":"IF(AG311>0,(AI311+R311+AJ311)*AG310,\"\")","v":""},{"$f":"SUM(AI311:AK311)","v":5.8378281901708009},{"$f":"IF(AN310=\"\",\"\",$AM311*AN310)","v":1.1435203778331133},4.6943078123376871,"","","","","","","","","","","",{"$f":"SUM(AN311:AZ311)","v":5.8378281901708},{"$f":"+U311","v":479.346},{"$f":"IF(D311=\"MAR\",IF((BB311-AJ311)<0,0,BB311-AJ311),IF(D311=\"C\",IF((BB311-AJ311)<0,0,BB311-AJ311),IF((BB311-AK311)<0,0,BB311-AK311)))","v":478.38978424415819},{"$f":"IF(AG311=0,\"\",IF(AG311-AL311<0,0,AG311-AL311))","v":""},{"$f":"IF(D311=\"MAR\",0,IF(D311=\"C\",0,AJ311))","v":4.2016124343290038},{"$f":"IF(T311-BE311<0,0,T311-BE311)","v":2442.2453875656711},{"$f":"IF(D311=\"MAR\",IF(AI311+R311+AJ311=0,\"Infinito\",(I311+U311+AG311)/(AI311+R311)),IF(D311=\"C\",IF(AI311+R311+AJ311=0,\"Infinito\",(I311+U311+AG311)/(AI311+R311)),IF(AI311+R311+AJ311=0,\"Infinito\",(I311+U311+AG311)/(AI311+R311+AJ311))))","v":501.29481455574978},{"$f":"IF(BG311<1.4,\"1\", IF(BG311<3,\"2\", IF(BG311<9,\"3\", \"4\")))","v":"4"},{"$f":"IF(BG311<1.4,\"ROJO\", IF(BG311<3,\"AMARILLO\", IF(BG311<9,\"VERDE\", \"AZUL\")))","v":"AZUL"},{"$f":"IF(BG311<1.4,\"Déficit\", IF(BG311<3,\"Equilibrio\", IF(BG311<9,\"Disponibilidad\", \"Abundante\")))","v":"Abundante"},{"$f":"IF(I311+U311+AG311<=0,0,I311+U311+AG311)","v":2447.127},{"$f":"IF(D311=\"MAR\",AI311+R311,IF(D311=\"C\",AI311+R311,AI311+R311+AJ311))","v":4.8816124343290035},{"$f":"BK311/BL311","v":501.29481455574978}]
[null,null,null,null,null,null,null,null,null,null,null,null,null,null,null,null,null,null,null,null,{"$f":"IF(U313=0,\"\",U313/(SUM($U313:$AG313)))","v":1},"","","","","","","","","","","","",{"$f":"SUM(U312:AG312)","v":1},null,null,null,null,null,{"$f":"IF(U312=0,\"\",U312)","v":1},"","","","","","","","","","","","",1]
[110,{"$f":"A313","v":110},{"$f":"A313","v":110},114,null,null,null,3219.328,null,0,0,3219.328,0,0,0,0,0,0,{"$f":"L313-Q313-R313","v":3219.328},{"$f":"IF(S313<0,0,S313)","v":3219.328},{"$f":"K313+H313","v":3219.328},null,null,null,null,null,null,null,null,null,null,null,{"$f":"J313","v":0},3219.328,{"$f":"+Q313","v":0},{"$f":"(AI321+R321+AJ321)*X320","v":5.5289849136251572},{"$f":"(AI313+R313+AJ313)*U312","v":5.5289849136251572},{"$f":"IF(AG313>0,(AI313+R313+AJ313)*AG312,\"\")","v":""},{"$f":"SUM(AI313:AK313)","v":11.057969827250314},{"$f":"IF(AN312=\"\",\"\",$AM313*AN312)","v":11.057969827250314},"","","","","","","","","","","","",11.057969827250314,{"$f":"+U313","v":3219.328},{"$f":"IF(D313=\"MAR\",IF((BB313-AJ313)<0,0,BB313-AJ313),IF(D313=\"C\",IF((BB313-AJ313)<0,0,BB313-AJ313),IF((BB313-AK313)<0,0,BB313-AK313)))","v":3213.7990150863748},{"$f":"IF(AG313=0,\"\",IF(AG313-AL313<0,0,AG313-AL313))","v":""},{"$f":"IF(D313=\"MAR\",0,IF(D313=\"C\",0,AJ313))","v":5.5289849136251572},{"$f":"IF(T313-BE313<0,0,T313-BE313)","v":3213.7990150863748},{"$f":"IF(D313=\"MAR\",IF(AI313+R313+AJ313=0,\"Infinito\",(I313+U313+AG313)/(AI313+R313)),IF(D313=\"C\",IF(AI313+R313+AJ313=0,\"Infinito\",(I313+U313+AG313)/(AI313+R313)),IF(AI313+R313+AJ313=0,\"Infinito\",(I313+U313+AG313)/(AI313+R313+AJ313))))","v":582.26384233144927},{"$f":"IF(BG313<1.4,\"1\", IF(BG313<3,\"2\", IF(BG313<9,\"3\", \"4\")))","v":"4"},{"$f":"IF(BG313<1.4,\"ROJO\", IF(BG313<3,\"AMARILLO\", IF(BG313<9,\"VERDE\", \"AZUL\")))","v":"AZUL"},{"$f":"IF(BG313<1.4,\"Déficit\", IF(BG313<3,\"Equilibrio\", IF(BG313<9,\"Disponibilidad\", \"Abundante\")))","v":"Abundante"},{"$f":"IF(I313+U313+AG313<=0,0,I313+U313+AG313)","v":3219.328},{"$f":"IF(D313=\"MAR\",AI313+R313,IF(D313=\"C\",AI313+R313,AI313+R313+AJ313))","v":5.5289849136251572},{"$f":"BK313/BL313","v":582.26384233144927}]
[null,null,null,null,null,null,null,null,null,null,null,null,null,null,null,null,null,null,null,null,{"$f":"IF(U315=0,\"\",U315/(SUM($U315:$AG315)))","v":4.6059129887452581E-2},0.95394087011254747,"","","","","","","","","","","",1,null,null,null,null,null,{"$f":"IF(U314=0,\"\",U314)","v":4.6059129887452581E-2},0.95394087011254747,"","","","","","","","","","","",1]
[111,{"$f":"A315","v":111},{"$f":"A315","v":111},114,null,null,null,1372.7929999999999,{"$f":"T309","v":28444.109},0,0.57399999999999995,29817.476000000002,0.71699999999999997,0,0,0.71699999999999997,0.71699999999999997,0,{"$f":"L315-Q315-R315","v":29816.759000000002},{"$f":"IF(S315<0,0,S315)","v":29816.759000000002},{"$f":"K315+H315","v":1373.367},{"$f":"T309","v":28444.109},null,null,null,null,null,null,null,null,null,null,{"$f":"J315","v":0},29817.475999999999,{"$f":"+Q315","v":0.71699999999999997},{"$f":"(AI321+R321+AJ321)*Y320","v":51.208330025457833},{"$f":"(AI315+R315+AJ315)*U314","v":2.3916355200914037},{"$f":"IF(AG315>0,(AI315+R315+AJ315)*AG314,\"\")","v":""},{"$f":"SUM(AI315:AK315)","v":54.316965545549238},{"$f":"IF(AN314=\"\",\"\",$AM315*AN314)","v":2.5017921711547388},51.815173374394504,"","","","","","","","","","","",54.316965545549245,{"$f":"+U315","v":1373.367},{"$f":"IF(D315=\"MAR\",IF((BB315-AJ315)<0,0,BB315-AJ315),IF(D315=\"C\",IF((BB315-AJ315)<0,0,BB315-AJ315),IF((BB315-AK315)<0,0,BB315-AK315)))","v":1370.9753644799086},{"$f":"IF(AG315=0,\"\",IF(AG315-AL315<0,0,AG315-AL315))","v":""},{"$f":"IF(D315=\"MAR\",0,IF(D315=\"C\",0,AJ315))","v":51.208330025457833},{"$f":"IF(T315-BE315<0,0,T315-BE315)","v":29765.550669974546},{"$f":"IF(D315=\"MAR\",IF(AI315+R315+AJ315=0,\"Infinito\",(I315+U315+AG315)/(AI315+R315)),IF(D315=\"C\",IF(AI315+R315+AJ315=0,\"Infinito\",(I315+U315+AG315)/(AI315+R315)),IF(AI315+R315+AJ315=0,\"Infinito\",(I315+U315+AG315)/(AI315+R315+AJ315))))","v":574.23758280171069},{"$f":"IF(BG315<1.4,\"1\", IF(BG315<3,\"2\", IF(BG315<9,\"3\", \"4\")))","v":"4"},{"$f":"IF(BG315<1.4,\"ROJO\", IF(BG315<3,\"AMARILLO\", IF(BG315<9,\"VERDE\", \"AZUL\")))","v":"AZUL"},{"$f":"IF(BG315<1.4,\"Déficit\", IF(BG315<3,\"Equilibrio\", IF(BG315<9,\"Disponibilidad\", \"Abundante\")))","v":"Abundante"},{"$f":"IF(I315+U315+AG315<=0,0,I315+U315+AG315)","v":29817.475999999999},{"$f":"IF(D315=\"MAR\",AI315+R315,IF(D315=\"C\",AI315+R315,AI315+R315+AJ315))","v":51.925330025457832},{"$f":"BK315/BL315","v":574.23758280171069}]
[null,null,null,null,null,null,null,null,null,null,null,null,null,null,null,null,null,null,null,null,{"$f":"IF(U317=0,\"\",U317/(SUM($U317:$AG317)))","v":1},"","","","","","","","","","","","",1,null,null,null,null,null,{"$f":"IF(U316=0,\"\",U316)","v":1},"","","","","","","","","","","","",1]
[112,{"$f":"A317","v":112},{"$f":"A317","v":112},114,null,null,null,992.96600000000001,null,0,1.018,993.98400000000004,1.272,0,0,1.272,1.272,0,{"$f":"L317-Q317-R317","v":992.71199999999999},{"$f":"IF(S317<0,0,S317)","v":992.71199999999999},{"$f":"K317+H317","v":993.98400000000004},null,null,null,null,null,null,null,null,null,null,null,{"$f":"J317","v":0},993.98400000000004,{"$f":"+Q317","v":1.272},{"$f":"(AI321+R321+AJ321)*Z320","v":1.7049178187418792},{"$f":"(AI317+R317+AJ317)*U316","v":2.976917818741879},{"$f":"IF(AG317>0,(AI317+R317+AJ317)*AG316,\"\")","v":""},{"$f":"SUM(AI317:AK317)","v":5.953835637483758},{"$f":"IF(AN316=\"\",\"\",$AM317*AN316)","v":5.953835637483758},"","","","","","","","","","","","",5.953835637483758,{"$f":"+U317","v":993.98400000000004},{"$f":"IF(D317=\"MAR\",IF((BB317-AJ317)<0,0,BB317-AJ317),IF(D317=\"C\",IF((BB317-AJ317)<0,0,BB317-AJ317),IF((BB317-AK317)<0,0,BB317-AK317)))","v":991.00708218125817},{"$f":"IF(AG317=0,\"\",IF(AG317-AL317<0,0,AG317-AL317))","v":""},{"$f":"IF(D317=\"MAR\",0,IF(D317=\"C\",0,AJ317))","v":1.7049178187418792},{"$f":"IF(T317-BE317<0,0,T317-BE317)","v":991.00708218125806},{"$f":"IF(D317=\"MAR\",IF(AI317+R317+AJ317=0,\"Infinito\",(I317+U317+AG317)/(AI317+R317)),IF(D317=\"C\",IF(AI317+R317+AJ317=0,\"Infinito\",(I317+U317+AG317)/(AI317+R317)),IF(AI317+R317+AJ317=0,\"Infinito\",(I317+U317+AG317)/(AI317+R317+AJ317))))","v":333.89702387554752},{"$f":"IF(BG317<1.4,\"1\", IF(BG317<3,\"2\", IF(BG317<9,\"3\", \"4\")))","v":"4"},{"$f":"IF(BG317<1.4,\"ROJO\", IF(BG317<3,\"AMARILLO\", IF(BG317<9,\"VERDE\", \"AZUL\")))","v":"AZUL"},{"$f":"IF(BG317<1.4,\"Déficit\", IF(BG317<3,\"Equilibrio\", IF(BG317<9,\"Disponibilidad\", \"Abundante\")))","v":"Abundante"},{"$f":"IF(I317+U317+AG317<=0,0,I317+U317+AG317)","v":993.98400000000004},{"$f":"IF(D317=\"MAR\",AI317+R317,IF(D317=\"C\",AI317+R317,AI317+R317+AJ317))","v":2.976917818741879},{"$f":"BK317/BL317","v":333.89702387554752}]
[null,null,null,null,null,null,null,null,null,null,null,null,null,null,null,null,null,null,null,null,{"$f":"IF(U319=0,\"\",U319/(SUM($U319:$AG319)))","v":1},"","","","","","","","","","","","",1,null,null,null,null,null,{"$f":"IF(U318=0,\"\",U318)","v":1},"","","","","","","","","","","","",1]
[113,{"$f":"A319","v":113},{"$f":"A319","v":113},114,null,null,null,1346.672,null,0,0.79300000000000004,1347.4649999999999,1.992,0,0,1.992,1.992,0,{"$f":"L319-Q319-R319","v":1345.473},{"$f":"IF(S319<0,0,S319)","v":1345.473},{"$f":"K319+H319","v":1347.4649999999999},null,null,null,null,null,null,null,null,null,null,null,{"$f":"J319","v":0},1347.4649999999999,{"$f":"+Q319","v":1.992},{"$f":"(AI321+R321+AJ321)*AA320","v":2.3107617237789939},{"$f":"(AI319+R319+AJ319)*U318","v":4.3027617237789944},{"$f":"IF(AG319>0,(AI319+R319+AJ319)*AG318,\"\")","v":""},{"$f":"SUM(AI319:AK319)","v":8.6055234475579887},{"$f":"IF(AN318=\"\",\"\",$AM319*AN318)","v":8.6055234475579887},"","","","","","","","","","","","",8.6055234475579887,{"$f":"+U319","v":1347.4649999999999},{"$f":"IF(D319=\"MAR\",IF((BB319-AJ319)<0,0,BB319-AJ319),IF(D319=\"C\",IF((BB319-AJ319)<0,0,BB319-AJ319),IF((BB319-AK319)<0,0,BB319-AK319)))","v":1343.1622382762209},{"$f":"IF(AG319=0,\"\",IF(AG319-AL319<0,0,AG319-AL319))","v":""},{"$f":"IF(D319=\"MAR\",0,IF(D319=\"C\",0,AJ319))","v":2.3107617237789939},{"$f":"IF(T319-BE319<0,0,T319-BE319)","v":1343.1622382762209},{"$f":"IF(D319=\"MAR\",IF(AI319+R319+AJ319=0,\"Infinito\",(I319+U319+AG319)/(AI319+R319)),IF(D319=\"C\",IF(AI319+R319+AJ319=0,\"Infinito\",(I319+U319+AG319)/(AI319+R319)),IF(AI319+R319+AJ319=0,\"Infinito\",(I319+U319+AG319)/(AI319+R319+AJ319))))","v":313.16282111400756},{"$f":"IF(BG319<1.4,\"1\", IF(BG319<3,\"2\", IF(BG319<9,\"3\", \"4\")))","v":"4"},{"$f":"IF(BG319<1.4,\"ROJO\", IF(BG319<3,\"AMARILLO\", IF(BG319<9,\"VERDE\", \"AZUL\")))","v":"AZUL"},{"$f":"IF(BG319<1.4,\"Déficit\", IF(BG319<3,\"Equilibrio\", IF(BG319<9,\"Disponibilidad\", \"Abundante\")))","v":"Abundante"},{"$f":"IF(I319+U319+AG319<=0,0,I319+U319+AG319)","v":1347.4649999999999},{"$f":"IF(D319=\"MAR\",AI319+R319,IF(D319=\"C\",AI319+R319,AI319+R319+AJ319))","v":4.3027617237789944},{"$f":"BK319/BL319","v":313.16282111400756}]
[null,null,null,"115, 116",null,null,null,null,null,null,null,null,null,null,null,null,null,null,null,null,{"$f":"IF(U321=0,\"\",U321/(SUM($U321:$AG321)))","v":0.11243122017067737},0.29963569205831747,3.8030666174752314E-2,5.0045305896687327E-2,0.46350941097111104,1.5431970804873647E-2,2.0915733923580818E-2,"","","","","","",1.0000000000000002,null,null,null,null,null,{"$f":"IF(U320=0,\"\",U320)","v":0.11243122017067737},0.29963569205831747,3.8030666174752314E-2,5.0045305896687327E-2,0.46350941097111104,1.5431970804873647E-2,2.0915733923580818E-2,"","","","","","",1.0000000000000002]
[114,{"$f":"A321","v":114},{"$f":"A321","v":114},"y 117",null,null,null,7209.2079999999996,{"$f":"T305+T311+T313+T315+T317+T319","v":57095.764999999992},0,23.297999999999998,64328.270999999993,88.25,0,0,88.25,88.25,0,{"$f":"L321-Q321-R321","v":64240.020999999993},{"$f":"IF(S321<0,0,S321)","v":64240.020999999993},{"$f":"K321+H321","v":7232.5059999999994},{"$f":"T305","v":19275.045999999991},{"$f":"T311","v":2446.4470000000001},{"$f":"T313","v":3219.328},{"$f":"T315","v":29816.759000000002},{"$f":"T317","v":992.71199999999999},{"$f":"T319","v":1345.473},null,null,null,null,null,{"$f":"J321","v":0},64328.270999999993,{"$f":"+Q321","v":88.25},{"$f":"(AI327+R327)*V326+(AI325+R325+AJ325)*V324+(AI323+R323)*AC322","v":22.229590734026065},{"$f":"(AI321+R321+AJ321)*U320","v":12.421355190183611},{"$f":"IF(AG321>0,(AI321+R321+AJ321)*AG320,\"\")","v":""},{"$f":"SUM(AI321:AK321)","v":122.90094592420968},{"$f":"IF(AN320=\"\",\"\",$AM321*AN320)","v":13.817903310389333},36.825509986622421,4.6740048470049045,6.1506154337693006,56.965745053122795,1.8966038093937585,2.570563483907164,"","","","","","",122.90094592420968,{"$f":"+U321","v":7232.5059999999994},{"$f":"IF(D321=\"MAR\",IF((BB321-AJ321)<0,0,BB321-AJ321),IF(D321=\"C\",IF((BB321-AJ321)<0,0,BB321-AJ321),IF((BB321-AK321)<0,0,BB321-AK321)))","v":7220.0846448098155},{"$f":"IF(AG321=0,\"\",IF(AG321-AL321<0,0,AG321-AL321))","v":""},{"$f":"IF(D321=\"MAR\",0,IF(D321=\"C\",0,AJ321))","v":22.229590734026065},{"$f":"IF(T321-BE321<0,0,T321-BE321)","v":64217.79140926597},{"$f":"IF(D321=\"MAR\",IF(AI321+R321+AJ321=0,\"Infinito\",(I321+U321+AG321)/(AI321+R321)),IF(D321=\"C\",IF(AI321+R321+AJ321=0,\"Infinito\",(I321+U321+AG321)/(AI321+R321)),IF(AI321+R321+AJ321=0,\"Infinito\",(I321+U321+AG321)/(AI321+R321+AJ321))))","v":582.26384233144927},{"$f":"IF(BG321<1.4,\"1\", IF(BG321<3,\"2\", IF(BG321<9,\"3\", \"4\")))","v":"4"},{"$f":"IF(BG321<1.4,\"ROJO\", IF(BG321<3,\"AMARILLO\", IF(BG321<9,\"VERDE\", \"AZUL\")))","v":"AZUL"},{"$f":"IF(BG321<1.4,\"Déficit\", IF(BG321<3,\"Equilibrio\", IF(BG321<9,\"Disponibilidad\", \"Abundante\")))","v":"Abundante"},{"$f":"IF(I321+U321+AG321<=0,0,I321+U321+AG321)","v":64328.270999999993},{"$f":"IF(D321=\"MAR\",AI321+R321,IF(D321=\"C\",AI321+R321,AI321+R321+AJ321))","v":110.47959073402606},{"$f":"BK321/BL321","v":582.26384233144927}]
[null,null,null,null,null,null,null,null,null,null,null,null,null,null,null,null,null,null,null,null,{"$f":"IF(U323=0,\"\",U323/(SUM($U323:$AG323)))","v":3.0068041163362157E-2},0.2159085025244156,0.19534278236999542,5.8198400155375175E-2,1.3350764674779402E-2,6.30141149800722E-2,2.9744457838708518E-2,1.2357286442156629E-2,0.38201564985113495,"","","","",1,null,null,null,null,null,{"$f":"IF(U322=0,\"\",U322)","v":3.0068041163362157E-2},0.2159085025244156,0.19534278236999542,5.8198400155375175E-2,1.3350764674779402E-2,6.30141149800722E-2,2.9744457838708518E-2,1.2357286442156629E-2,0.38201564985113495,"","","","",1]
[115,{"$f":"A323","v":115},{"$f":"A323","v":115},"MAR",null,null,null,1639.546,{"$f":"T231+T257+T259+T261+T263+T265+T267+T321/3","v":54368.147333333327},0,45.875,56053.568333333329,57.433999999999997,0,0,57.433999999999997,57.433999999999997,0,{"$f":"L323-Q323-R323","v":55996.134333333328},{"$f":"IF(S323<0,0,S323)","v":55996.134333333328},{"$f":"K323+H323","v":1685.421},{"$f":"T231","v":12102.442000000001},{"$f":"T257","v":10949.66},{"$f":"T259","v":3262.2279999999996},{"$f":"T261","v":748.35799999999995},{"$f":"T263","v":3532.1660000000002},{"$f":"T265","v":1667.2830000000001},{"$f":"T267","v":692.67000000000007},{"$f":"T321/3","v":21413.34033333333},null,null,null,{"$f":"J323","v":0},56053.568333333329,{"$f":"+Q323","v":57.433999999999997},{"$f":"(AI323+R323)*U322","v":1.7269278761765421},null,{"$f":"IF(AG323>0,(AI323+R323+AJ323)*AG322,\"\")","v":""},{"$f":"SUM(AI323:AK323)","v":59.160927876176537},{"$f":"IF(AN322=\"\",\"\",$AM323*AN322)","v":1.7788532146435758},12.77334734570023,11.556660258922948,3.4430713541010123,0.78984362601642966,3.7279735115171468,1.7597097249118085,0.73106853194968247,22.600400308413704,"","","","",59.160927876176537,{"$f":"+U323","v":1685.421},{"$f":"IF(D323=\"MAR\",IF((BB323-AJ323)<0,0,BB323-AJ323),IF(D323=\"C\",IF((BB323-AJ323)<0,0,BB323-AJ323),IF((BB323-AK323)<0,0,BB323-AK323)))","v":1683.6940721238236},{"$f":"IF(AG323=0,\"\",IF(AG323-AL323<0,0,AG323-AL323))","v":""},{"$f":"IF(D323=\"MAR\",0,IF(D323=\"C\",0,AJ323))","v":0},{"$f":"IF(T323-BE323<0,0,T323-BE323)","v":55996.134333333328},{"$f":"IF(D323=\"MAR\",IF(AI323+R323+AJ323=0,\"Infinito\",(I323+U323+AG323)/(AI323+R323)),IF(D323=\"C\",IF(AI323+R323+AJ323=0,\"Infinito\",(I323+U323+AG323)/(AI323+R323)),IF(AI323+R323+AJ323=0,\"Infinito\",(I323+U323+AG323)/(AI323+R323+AJ323))))","v":975.96490464417127},{"$f":"IF(BG323<1.4,\"1\", IF(BG323<3,\"2\", IF(BG323<9,\"3\", \"4\")))","v":"4"},{"$f":"IF(BG323<1.4,\"ROJO\", IF(BG323<3,\"AMARILLO\", IF(BG323<9,\"VERDE\", \"AZUL\")))","v":"AZUL"},{"$f":"IF(BG323<1.4,\"Déficit\", IF(BG323<3,\"Equilibrio\", IF(BG323<9,\"Disponibilidad\", \"Abundante\")))","v":"Abundante"},{"$f":"IF(I323+U323+AG323<=0,0,I323+U323+AG323)","v":56053.568333333329},{"$f":"IF(D323=\"MAR\",AI323+R323,IF(D323=\"C\",AI323+R323,AI323+R323+AJ323))","v":57.433999999999997},{"$f":"BK323/BL323","v":975.96490464417127}]
[null,null,null,null,null,null,null,null,null,null,null,null,null,null,null,null,null,null,null,null,{"$f":"IF(U325=0,\"\",U325/(SUM($U325:$AG325)))","v":4.5222336641593273E-2},0.95477766335840675,"","","","","","","","","","","",1,null,null,null,null,null,{"$f":"IF(U324=0,\"\",U324)","v":4.5222336641593273E-2},0.95477766335840675,"","","","","","","","","","","",1]
[116,{"$f":"A325","v":116},{"$f":"A325","v":116},118,null,null,null,1014.152,{"$f":"T321/3","v":21413.34033333333},0,7.4999999999999997E-2,22427.567333333329,0.23599999999999999,0,0,0.23599999999999999,0.23599999999999999,0,{"$f":"L325-Q325-R325","v":22427.331333333328},{"$f":"IF(S325<0,0,S325)","v":22427.331333333328},{"$f":"K325+H325","v":1014.2270000000001},{"$f":"T321/3","v":21413.34033333333},null,null,null,null,null,null,null,null,null,null,{"$f":"J325","v":0},22427.567333333329,{"$f":"+Q325","v":0.23599999999999999},{"$f":"(AI329+R329)*V328","v":1.9866052504556499E-3},{"$f":"(AI325+R325+AJ325)*U324","v":1.0762310378826075E-2},{"$f":"IF(AG325>0,(AI325+R325+AJ325)*AG324,\"\")","v":""},{"$f":"SUM(AI325:AK325)","v":0.24874891562928172},{"$f":"IF(AN324=\"\",\"\",$AM325*AN324)","v":1.1249007201818661E-2},0.23749990842746307,"","","","","","","","","","","",0.24874891562928172,{"$f":"+U325","v":1014.2270000000001},{"$f":"IF(D325=\"MAR\",IF((BB325-AJ325)<0,0,BB325-AJ325),IF(D325=\"C\",IF((BB325-AJ325)<0,0,BB325-AJ325),IF((BB325-AK325)<0,0,BB325-AK325)))","v":1014.2162376896213},{"$f":"IF(AG325=0,\"\",IF(AG325-AL325<0,0,AG325-AL325))","v":""},{"$f":"IF(D325=\"MAR\",0,IF(D325=\"C\",0,AJ325))","v":1.9866052504556499E-3},{"$f":"IF(T325-BE325<0,0,T325-BE325)","v":22427.329346728078},{"$f":"IF(D325=\"MAR\",IF(AI325+R325+AJ325=0,\"Infinito\",(I325+U325+AG325)/(AI325+R325)),IF(D325=\"C\",IF(AI325+R325+AJ325=0,\"Infinito\",(I325+U325+AG325)/(AI325+R325)),IF(AI325+R325+AJ325=0,\"Infinito\",(I325+U325+AG325)/(AI325+R325+AJ325))))","v":94238.779992389464},{"$f":"IF(BG325<1.4,\"1\", IF(BG325<3,\"2\", IF(BG325<9,\"3\", \"4\")))","v":"4"},{"$f":"IF(BG325<1.4,\"ROJO\", IF(BG325<3,\"AMARILLO\", IF(BG325<9,\"VERDE\", \"AZUL\")))","v":"AZUL"},{"$f":"IF(BG325<1.4,\"Déficit\", IF(BG325<3,\"Equilibrio\", IF(BG325<9,\"Disponibilidad\", \"Abundante\")))","v":"Abundante"},{"$f":"IF(I325+U325+AG325<=0,0,I325+U325+AG325)","v":22427.567333333329},{"$f":"IF(D325=\"MAR\",AI325+R325,IF(D325=\"C\",AI325+R325,AI325+R325+AJ325))","v":0.23798660525045565},{"$f":"BK325/BL325","v":94238.779992389464}]
[null,null,null,null,null,null,null,null,null,null,null,null,null,null,null,null,null,null,null,null,{"$f":"IF(U327=0,\"\",U327/(SUM($U327:$AG327)))","v":2.0958641200768843E-2},0.97904135879923126,"","","","","","","","","","","",1,null,null,null,null,null,{"$f":"IF(U326=0,\"\",U326)","v":2.0958641200768843E-2},0.97904135879923126,"","","","","","","","","","","",1]
[117,{"$f":"A327","v":117},{"$f":"A327","v":117},"MAR",null,null,null,458.35199999999998,{"$f":"T321/3","v":21413.34033333333},0,0.05,21871.742333333328,6.3E-2,0,0,6.3E-2,6.3E-2,0,{"$f":"L327-Q327-R327","v":21871.67933333333},{"$f":"IF(S327<0,0,S327)","v":21871.67933333333},{"$f":"K327+H327","v":458.40199999999999},{"$f":"T321/3","v":21413.34033333333},null,null,null,null,null,null,null,null,null,null,{"$f":"J327","v":0},21871.742333333328,{"$f":"+Q327","v":6.3E-2},{"$f":"(AI327+R327)*U326","v":1.3203943956484371E-3},null,{"$f":"IF(AG327>0,(AI327+R327+AJ327)*AG326,\"\")","v":""},{"$f":"SUM(AI327:AK327)","v":6.4320394395648434E-2},{"$f":"IF(AN326=\"\",\"\",$AM327*AN326)","v":1.3480680680303385E-3},6.2972326327618108E-2,"","","","","","","","","","","",6.4320394395648448E-2,{"$f":"+U327","v":458.40199999999999},{"$f":"IF(D327=\"MAR\",IF((BB327-AJ327)<0,0,BB327-AJ327),IF(D327=\"C\",IF((BB327-AJ327)<0,0,BB327-AJ327),IF((BB327-AK327)<0,0,BB327-AK327)))","v":458.40067960560435},{"$f":"IF(AG327=0,\"\",IF(AG327-AL327<0,0,AG327-AL327))","v":""},{"$f":"IF(D327=\"MAR\",0,IF(D327=\"C\",0,AJ327))","v":0},{"$f":"IF(T327-BE327<0,0,T327-BE327)","v":21871.67933333333},{"$f":"IF(D327=\"MAR\",IF(AI327+R327+AJ327=0,\"Infinito\",(I327+U327+AG327)/(AI327+R327)),IF(D327=\"C\",IF(AI327+R327+AJ327=0,\"Infinito\",(I327+U327+AG327)/(AI327+R327)),IF(AI327+R327+AJ327=0,\"Infinito\",(I327+U327+AG327)/(AI327+R327+AJ327))))","v":347170.51322751312},{"$f":"IF(BG327<1.4,\"1\", IF(BG327<3,\"2\", IF(BG327<9,\"3\", \"4\")))","v":"4"},{"$f":"IF(BG327<1.4,\"ROJO\", IF(BG327<3,\"AMARILLO\", IF(BG327<9,\"VERDE\", \"AZUL\")))","v":"AZUL"},{"$f":"IF(BG327<1.4,\"Déficit\", IF(BG327<3,\"Equilibrio\", IF(BG327<9,\"Disponibilidad\", \"Abundante\")))","v":"Abundante"},{"$f":"IF(I327+U327+AG327<=0,0,I327+U327+AG327)","v":21871.742333333328},{"$f":"IF(D327=\"MAR\",AI327+R327,IF(D327=\"C\",AI327+R327,AI327+R327+AJ327))","v":6.3E-2},{"$f":"BK327/BL327","v":347170.51322751312}]
[null,null,null,null,null,null,null,null,null,null,null,null,null,null,null,null,null,null,null,null,{"$f":"IF(U329=0,\"\",U329/(SUM($U329:$AG329)))","v":6.6973747721749775E-3},0.99330262522782498,"","","","","","","","","","","",1,null,null,null,null,null,null,{"$f":"IF(V328=0,\"\",V328)","v":0.99330262522782498},"","","","","","","","","","",""]
[118,{"$f":"A329","v":118},{"$f":"A329","v":118},"MAR",null,null,null,151.21600000000001,{"$f":"T325","v":22427.331333333328},0,1E-3,22578.548333333329,2E-3,0,0,2E-3,2E-3,0,{"$f":"L329-Q329-R329","v":22578.546333333328},{"$f":"IF(S329<0,0,S329)","v":22578.546333333328},{"$f":"K329+H329","v":151.21700000000001},{"$f":"T325","v":22427.331333333328},null,null,null,null,null,null,null,null,null,null,{"$f":"J329","v":0},22578.548333333329,{"$f":"+Q329","v":2E-3},{"$f":"(AI329+R329)*U328","v":1.3394749544349955E-5},null,{"$f":"IF(AG329>0,(AI329+R329+AJ329)*AG328,\"\")","v":""},{"$f":"SUM(AI329:AK329)","v":2.0133947495443501E-3},{"$f":"IF(AN328=\"\",\"\",$AM329*AN328)","v":""},1.9999102903423224E-3,"","","","","","","","","","","",{"$f":"SUM(AN329:AZ329)","v":1.9999102903423224E-3},{"$f":"+U329","v":151.21700000000001},{"$f":"IF(D329=\"MAR\",IF((BB329-AJ329)<0,0,BB329-AJ329),IF(D329=\"C\",IF((BB329-AJ329)<0,0,BB329-AJ329),IF((BB329-AK329)<0,0,BB329-AK329)))","v":151.21698660525047},{"$f":"IF(AG329=0,\"\",IF(AG329-AL329<0,0,AG329-AL329))","v":""},{"$f":"IF(D329=\"MAR\",0,IF(D329=\"C\",0,AJ329))","v":0},{"$f":"IF(T329-BE329<0,0,T329-BE329)","v":22578.546333333328},{"$f":"IF(D329=\"MAR\",IF(AI329+R329+AJ329=0,\"Infinito\",(I329+U329+AG329)/(AI329+R329)),IF(D329=\"C\",IF(AI329+R329+AJ329=0,\"Infinito\",(I329+U329+AG329)/(AI329+R329)),IF(AI329+R329+AJ329=0,\"Infinito\",(I329+U329+AG329)/(AI329+R329+AJ329))))","v":11289274.166666664},{"$f":"IF(BG329<1.4,\"1\", IF(BG329<3,\"2\", IF(BG329<9,\"3\", \"4\")))","v":"4"},{"$f":"IF(BG329<1.4,\"ROJO\", IF(BG329<3,\"AMARILLO\", IF(BG329<9,\"VERDE\", \"AZUL\")))","v":"AZUL"},{"$f":"IF(BG329<1.4,\"Déficit\", IF(BG329<3,\"Equilibrio\", IF(BG329<9,\"Disponibilidad\", \"Abundante\")))","v":"Abundante"},{"$f":"IF(I329+U329+AG329<=0,0,I329+U329+AG329)","v":22578.548333333329},{"$f":"IF(D329=\"MAR\",AI329+R329,IF(D329=\"C\",AI329+R329,AI329+R329+AJ329))","v":2E-3},{"$f":"BK329/BL329","v":11289274.166666664}]
[null,null,null,null,null,null,null,null,null,null,null,null,null,null,null,null,null,null,null,null,{"$f":"IF(U331=0,\"\",U331/(SUM($U331:$AG331)))","v":1},"","","","","","","","","","","","",1,null,null,null,null,null,null,{"$f":"IF(V330=0,\"\",V330)","v":""},"","","","","","","","","","",""]
[119,{"$f":"A331","v":119},{"$f":"A331","v":119},121,null,null,null,1767.944,null,0,0,1767.944,0,0,0,0,0,0,{"$f":"L331-Q331-R331","v":1767.944},{"$f":"IF(S331<0,0,S331)","v":1767.944},{"$f":"K331+H331","v":1767.944},null,null,null,null,null,null,null,null,null,null,null,{"$f":"J331","v":0},1767.944,{"$f":"+Q331","v":0},{"$f":"(AI335+R335+AJ335)*V334","v":9.5580246699998269E-4},{"$f":"(AI331+R331+AJ331)*U330","v":9.5580246699998269E-4},{"$f":"IF(AG331>0,(AI331+R331+AJ331)*AG330,\"\")","v":""},{"$f":"SUM(AI331:AK331)","v":1.9116049339999654E-3},{"$f":"IF(AN330=\"\",\"\",$AM331*AN330)","v":""},"","","","","","","","","","","","",{"$f":"SUM(AN331:AZ331)","v":0},{"$f":"+U331","v":1767.944},{"$f":"IF(D331=\"MAR\",IF((BB331-AJ331)<0,0,BB331-AJ331),IF(D331=\"C\",IF((BB331-AJ331)<0,0,BB331-AJ331),IF((BB331-AK331)<0,0,BB331-AK331)))","v":1767.943044197533},{"$f":"IF(AG331=0,\"\",IF(AG331-AL331<0,0,AG331-AL331))","v":""},{"$f":"IF(D331=\"MAR\",0,IF(D331=\"C\",0,AJ331))","v":9.5580246699998269E-4},{"$f":"IF(T331-BE331<0,0,T331-BE331)","v":1767.943044197533},{"$f":"IF(D331=\"MAR\",IF(AI331+R331+AJ331=0,\"Infinito\",(I331+U331+AG331)/(AI331+R331)),IF(D331=\"C\",IF(AI331+R331+AJ331=0,\"Infinito\",(I331+U331+AG331)/(AI331+R331)),IF(AI331+R331+AJ331=0,\"Infinito\",(I331+U331+AG331)/(AI331+R331+AJ331))))","v":1849696},{"$f":"IF(BG331<1.4,\"1\", IF(BG331<3,\"2\", IF(BG331<9,\"3\", \"4\")))","v":"4"},{"$f":"IF(BG331<1.4,\"ROJO\", IF(BG331<3,\"AMARILLO\", IF(BG331<9,\"VERDE\", \"AZUL\")))","v":"AZUL"},{"$f":"IF(BG331<1.4,\"Déficit\", IF(BG331<3,\"Equilibrio\", IF(BG331<9,\"Disponibilidad\", \"Abundante\")))","v":"Abundante"},{"$f":"IF(I331+U331+AG331<=0,0,I331+U331+AG331)","v":1767.944},{"$f":"IF(D331=\"MAR\",AI331+R331,IF(D331=\"C\",AI331+R331,AI331+R331+AJ331))","v":9.5580246699998269E-4},{"$f":"BK331/BL331","v":1849696}]
[null,null,null,null,null,null,null,null,null,null,null,null,null,null,null,null,null,null,null,null,{"$f":"IF(U333=0,\"\",U333/(SUM($U333:$AG333)))","v":1},"","","","","","","","","","","","",1,null,null,null,null,null,{"$f":"IF(U332=0,\"\",U332)","v":1},"","","","","","","","","","","",""]
[120,{"$f":"A333","v":120},{"$f":"A333","v":120},122,null,null,null,2497.1309999999999,null,0,0,2497.1309999999999,0,0,0,0,0,0,{"$f":"L333-Q333-R333","v":2497.1309999999999},{"$f":"IF(S333<0,0,S333)","v":2497.1309999999999},{"$f":"K333+H333","v":2497.1309999999999},null,null,null,null,null,null,null,null,null,null,null,{"$f":"J333","v":0},2497.1309999999999,{"$f":"+Q333","v":0},{"$f":"(AI337+R337+AJ337)*V336","v":1.3500223820562948E-3},{"$f":"(AI333+R333+AJ333)*U332","v":1.3500223820562948E-3},{"$f":"IF(AG333>0,(AI333+R333+AJ333)*AG332,\"\")","v":""},{"$f":"SUM(AI333:AK333)","v":2.7000447641125896E-3},{"$f":"IF(AN332=\"\",\"\",$AM333*AN332)","v":2.7000447641125896E-3},"","","","","","","","","","","","",{"$f":"SUM(AN333:AZ333)","v":2.7000447641125896E-3},{"$f":"+U333","v":2497.1309999999999},{"$f":"IF(D333=\"MAR\",IF((BB333-AJ333)<0,0,BB333-AJ333),IF(D333=\"C\",IF((BB333-AJ333)<0,0,BB333-AJ333),IF((BB333-AK333)<0,0,BB333-AK333)))","v":2497.1296499776176},{"$f":"IF(AG333=0,\"\",IF(AG333-AL333<0,0,AG333-AL333))","v":""},{"$f":"IF(D333=\"MAR\",0,IF(D333=\"C\",0,AJ333))","v":1.3500223820562948E-3},{"$f":"IF(T333-BE333<0,0,T333-BE333)","v":2497.1296499776176},{"$f":"IF(D333=\"MAR\",IF(AI333+R333+AJ333=0,\"Infinito\",(I333+U333+AG333)/(AI333+R333)),IF(D333=\"C\",IF(AI333+R333+AJ333=0,\"Infinito\",(I333+U333+AG333)/(AI333+R333)),IF(AI333+R333+AJ333=0,\"Infinito\",(I333+U333+AG333)/(AI333+R333+AJ333))))","v":1849695.9999999998},{"$f":"IF(BG333<1.4,\"1\", IF(BG333<3,\"2\", IF(BG333<9,\"3\", \"4\")))","v":"4"},{"$f":"IF(BG333<1.4,\"ROJO\", IF(BG333<3,\"AMARILLO\", IF(BG333<9,\"VERDE\", \"AZUL\")))","v":"AZUL"},{"$f":"IF(BG333<1.4,\"Déficit\", IF(BG333<3,\"Equilibrio\", IF(BG333<9,\"Disponibilidad\", \"Abundante\")))","v":"Abundante"},{"$f":"IF(I333+U333+AG333<=0,0,I333+U333+AG333)","v":2497.1309999999999},{"$f":"IF(D333=\"MAR\",AI333+R333,IF(D333=\"C\",AI333+R333,AI333+R333+AJ333))","v":1.3500223820562948E-3},{"$f":"BK333/BL333","v":1849695.9999999998}]
[null,null,null,null,null,null,null,null,null,null,null,null,null,null,null,null,null,null,null,null,{"$f":"IF(U335=0,\"\",U335/(SUM($U335:$AG335)))","v":0.23140421854200413},0.76859578145799579,"","","","","","","","","","","",0.99999999999999989,null,null,null,null,null,{"$f":"IF(U334=0,\"\",U334)","v":0.23140421854200413},0.76859578145799579,"","","","","","","","","","","",0.99999999999999989]
[121,{"$f":"A335","v":121},{"$f":"A335","v":121},123,null,null,null,532.28200000000004,{"$f":"T331","v":1767.944},0,0,2300.2260000000001,0,0,0,0,0,0,{"$f":"L335-Q335-R335","v":2300.2260000000001},{"$f":"IF(S335<0,0,S335)","v":2300.2260000000001},{"$f":"K335+H335","v":532.28200000000004},{"$f":"T331","v":1767.944},null,null,null,null,null,null,null,null,null,null,{"$f":"J335","v":0},2300.2260000000001,{"$f":"+Q335","v":0},{"$f":"(AI339+R339)*V338","v":1.2435697541650088E-3},{"$f":"(AI335+R335+AJ335)*U334","v":2.8776728716502605E-4},{"$f":"IF(AG335>0,(AI335+R335+AJ335)*AG334,\"\")","v":""},{"$f":"SUM(AI335:AK335)","v":1.5313370413300349E-3},{"$f":"IF(AN334=\"\",\"\",$AM335*AN334)","v":3.5435785137340143E-4},1.1769791899566334E-3,"","","","","","","","","","","",1.5313370413300349E-3,{"$f":"+U335","v":532.28200000000004},{"$f":"IF(D335=\"MAR\",IF((BB335-AJ335)<0,0,BB335-AJ335),IF(D335=\"C\",IF((BB335-AJ335)<0,0,BB335-AJ335),IF((BB335-AK335)<0,0,BB335-AK335)))","v":532.28171223271283},{"$f":"IF(AG335=0,\"\",IF(AG335-AL335<0,0,AG335-AL335))","v":""},{"$f":"IF(D335=\"MAR\",0,IF(D335=\"C\",0,AJ335))","v":1.2435697541650088E-3},{"$f":"IF(T335-BE335<0,0,T335-BE335)","v":2300.2247564302461},{"$f":"IF(D335=\"MAR\",IF(AI335+R335+AJ335=0,\"Infinito\",(I335+U335+AG335)/(AI335+R335)),IF(D335=\"C\",IF(AI335+R335+AJ335=0,\"Infinito\",(I335+U335+AG335)/(AI335+R335)),IF(AI335+R335+AJ335=0,\"Infinito\",(I335+U335+AG335)/(AI335+R335+AJ335))))","v":1849696},{"$f":"IF(BG335<1.4,\"1\", IF(BG335<3,\"2\", IF(BG335<9,\"3\", \"4\")))","v":"4"},{"$f":"IF(BG335<1.4,\"ROJO\", IF(BG335<3,\"AMARILLO\", IF(BG335<9,\"VERDE\", \"AZUL\")))","v":"AZUL"},{"$f":"IF(BG335<1.4,\"Déficit\", IF(BG335<3,\"Equilibrio\", IF(BG335<9,\"Disponibilidad\", \"Abundante\")))","v":"Abundante"},{"$f":"IF(I335+U335+AG335<=0,0,I335+U335+AG335)","v":2300.2260000000001},{"$f":"IF(D335=\"MAR\",AI335+R335,IF(D335=\"C\",AI335+R335,AI335+R335+AJ335))","v":1.2435697541650088E-3},{"$f":"BK335/BL335","v":1849696}]
[null,null,null,null,null,null,null,null,null,null,null,null,null,null,null,null,null,null,null,null,{"$f":"IF(U337=0,\"\",U337/(SUM($U337:$AG337)))","v":0.16716799611521097},0.83283200388478906,"","","","","","","","","","","",1,null,null,null,null,null,{"$f":"IF(U336=0,\"\",U336)","v":0.16716799611521097},0.83283200388478906,"","","","","","","","","","","",1]
[122,{"$f":"A337","v":122},{"$f":"A337","v":122},123,null,null,null,501.23,{"$f":"T333","v":2497.1309999999999},0,0,2998.3609999999999,0,0,0,0,0,0,{"$f":"L337-Q337-R337","v":2998.3609999999999},{"$f":"IF(S337<0,0,S337)","v":2998.3609999999999},{"$f":"K337+H337","v":501.23},{"$f":"T333","v":2497.1309999999999},null,null,null,null,null,null,null,null,null,null,{"$f":"J337","v":0},2998.3609999999999,{"$f":"+Q337","v":0},{"$f":"(AI339+R339)*W338","v":1.6210020457415705E-3},{"$f":"(AI337+R337+AJ337)*U336","v":2.7097966368527587E-4},{"$f":"IF(AG337>0,(AI337+R337+AJ337)*AG336,\"\")","v":""},{"$f":"SUM(AI337:AK337)","v":1.8919817094268463E-3},{"$f":"IF(AN336=\"\",\"\",$AM337*AN336)","v":3.1627879105151723E-4},1.5757029183753291E-3,"","","","","","","","","","","",1.8919817094268463E-3,{"$f":"+U337","v":501.23},{"$f":"IF(D337=\"MAR\",IF((BB337-AJ337)<0,0,BB337-AJ337),IF(D337=\"C\",IF((BB337-AJ337)<0,0,BB337-AJ337),IF((BB337-AK337)<0,0,BB337-AK337)))","v":501.22972902033632},{"$f":"IF(AG337=0,\"\",IF(AG337-AL337<0,0,AG337-AL337))","v":""},{"$f":"IF(D337=\"MAR\",0,IF(D337=\"C\",0,AJ337))","v":1.6210020457415705E-3},{"$f":"IF(T337-BE337<0,0,T337-BE337)","v":2998.3593789979541},{"$f":"IF(D337=\"MAR\",IF(AI337+R337+AJ337=0,\"Infinito\",(I337+U337+AG337)/(AI337+R337)),IF(D337=\"C\",IF(AI337+R337+AJ337=0,\"Infinito\",(I337+U337+AG337)/(AI337+R337)),IF(AI337+R337+AJ337=0,\"Infinito\",(I337+U337+AG337)/(AI337+R337+AJ337))))","v":1849695.9999999998},{"$f":"IF(BG337<1.4,\"1\", IF(BG337<3,\"2\", IF(BG337<9,\"3\", \"4\")))","v":"4"},{"$f":"IF(BG337<1.4,\"ROJO\", IF(BG337<3,\"AMARILLO\", IF(BG337<9,\"VERDE\", \"AZUL\")))","v":"AZUL"},{"$f":"IF(BG337<1.4,\"Déficit\", IF(BG337<3,\"Equilibrio\", IF(BG337<9,\"Disponibilidad\", \"Abundante\")))","v":"Abundante"},{"$f":"IF(I337+U337+AG337<=0,0,I337+U337+AG337)","v":2998.3609999999999},{"$f":"IF(D337=\"MAR\",AI337+R337,IF(D337=\"C\",AI337+R337,AI337+R337+AJ337))","v":1.6210020457415705E-3},{"$f":"BK337/BL337","v":1849695.9999999998}]
[null,null,null,null,null,null,null,null,null,null,null,null,null,null,null,null,null,null,null,null,{"$f":"IF(U339=0,\"\",U339/(SUM($U339:$AG339)))","v":4.5142733364473581E-2},0.41452325138833629,0.54033401524719016,"","","","","","","","","","",1,null,null,null,null,null,{"$f":"IF(U338=0,\"\",U338)","v":4.5142733364473581E-2},0.41452325138833629,0.54033401524719016,"","","","","","","","","","",1]
[123,{"$f":"A339","v":123},{"$f":"A339","v":123},"MAR",null,null,null,250.49799999999999,{"$f":"T335+T337","v":5298.5869999999995},0,3.0000000000000001E-3,5549.0879999999988,3.0000000000000001E-3,0,0,3.0000000000000001E-3,3.0000000000000001E-3,0,{"$f":"L339-Q339-R339","v":5549.0849999999991},{"$f":"IF(S339<0,0,S339)","v":5549.0849999999991},{"$f":"K339+H339","v":250.50099999999998},{"$f":"T335","v":2300.2260000000001},{"$f":"T337","v":2998.3609999999999},null,null,null,null,null,null,null,null,null,{"$f":"J339","v":0},5549.0879999999997,{"$f":"+Q339","v":3.0000000000000001E-3},{"$f":"(AI339+R339)*U338","v":1.3542820009342075E-4},null,{"$f":"IF(AG339>0,(AI339+R339+AJ339)*AG338,\"\")","v":""},{"$f":"SUM(AI339:AK339)","v":3.135428200093421E-3},{"$f":"IF(AN338=\"\",\"\",$AM339*AN338)","v":1.4154179922026863E-4},1.2997078919974039E-3,1.6941785088757486E-3,"","","","","","","","","","",3.135428200093421E-3,{"$f":"+U339","v":250.50099999999998},{"$f":"IF(D339=\"MAR\",IF((BB339-AJ339)<0,0,BB339-AJ339),IF(D339=\"C\",IF((BB339-AJ339)<0,0,BB339-AJ339),IF((BB339-AK339)<0,0,BB339-AK339)))","v":250.50086457179989},{"$f":"IF(AG339=0,\"\",IF(AG339-AL339<0,0,AG339-AL339))","v":""},{"$f":"IF(D339=\"MAR\",0,IF(D339=\"C\",0,AJ339))","v":0},{"$f":"IF(T339-BE339<0,0,T339-BE339)","v":5549.0849999999991},{"$f":"IF(D339=\"MAR\",IF(AI339+R339+AJ339=0,\"Infinito\",(I339+U339+AG339)/(AI339+R339)),IF(D339=\"C\",IF(AI339+R339+AJ339=0,\"Infinito\",(I339+U339+AG339)/(AI339+R339)),IF(AI339+R339+AJ339=0,\"Infinito\",(I339+U339+AG339)/(AI339+R339+AJ339))))","v":1849695.9999999998},{"$f":"IF(BG339<1.4,\"1\", IF(BG339<3,\"2\", IF(BG339<9,\"3\", \"4\")))","v":"4"},{"$f":"IF(BG339<1.4,\"ROJO\", IF(BG339<3,\"AMARILLO\", IF(BG339<9,\"VERDE\", \"AZUL\")))","v":"AZUL"},{"$f":"IF(BG339<1.4,\"Déficit\", IF(BG339<3,\"Equilibrio\", IF(BG339<9,\"Disponibilidad\", \"Abundante\")))","v":"Abundante"},{"$f":"IF(I339+U339+AG339<=0,0,I339+U339+AG339)","v":5549.0879999999997},{"$f":"IF(D339=\"MAR\",AI339+R339,IF(D339=\"C\",AI339+R339,AI339+R339+AJ339))","v":3.0000000000000001E-3},{"$f":"BK339/BL339","v":1849695.9999999998}]
[null,null,null,null,null,null,null,null,null,null,null,null,null,null,null,null,null,null,null,null,{"$f":"IF(U341=0,\"\",U341/(SUM($U341:$AG341)))","v":1},"","","","","","","","","","","","",1,null,null,null,null,null,{"$f":"IF(U340=0,\"\",U340)","v":1},"","","","","","","","","","","","",1]
[124,{"$f":"A341","v":124},{"$f":"A341","v":124},"MAR",null,null,null,449.3,null,0,1E-3,449.30099999999999,1E-3,0,0,1E-3,1E-3,0,{"$f":"L341-Q341-R341","v":449.3},{"$f":"IF(S341<0,0,S341)","v":449.3},{"$f":"K341+H341","v":449.30099999999999},null,null,null,null,null,null,null,null,null,null,null,{"$f":"J341","v":0},{"$f":"SUM(U341:AG341)","v":449.30099999999999},{"$f":"+Q341","v":1E-3},{"$f":"(AI341+R341)","v":1E-3},null,{"$f":"IF(AG341>0,(AI341+R341+AJ341)*AG340,\"\")","v":""},{"$f":"SUM(AI341:AK341)","v":2E-3},{"$f":"IF(AN340=\"\",\"\",$AM341*AN340)","v":2E-3},"","","","","","","","","","","","",2E-3,{"$f":"+U341","v":449.30099999999999},{"$f":"IF(D341=\"MAR\",IF((BB341-AJ341)<0,0,BB341-AJ341),IF(D341=\"C\",IF((BB341-AJ341)<0,0,BB341-AJ341),IF((BB341-AK341)<0,0,BB341-AK341)))","v":449.3},{"$f":"IF(AG341=0,\"\",IF(AG341-AL341<0,0,AG341-AL341))","v":""},{"$f":"IF(D341=\"MAR\",0,IF(D341=\"C\",0,AJ341))","v":0},{"$f":"IF(T341-BE341<0,0,T341-BE341)","v":449.3},{"$f":"IF(D341=\"MAR\",IF(AI341+R341+AJ341=0,\"Infinito\",(I341+U341+AG341)/(AI341+R341)),IF(D341=\"C\",IF(AI341+R341+AJ341=0,\"Infinito\",(I341+U341+AG341)/(AI341+R341)),IF(AI341+R341+AJ341=0,\"Infinito\",(I341+U341+AG341)/(AI341+R341+AJ341))))","v":449301},{"$f":"IF(BG341<1.4,\"1\", IF(BG341<3,\"2\", IF(BG341<9,\"3\", \"4\")))","v":"4"},{"$f":"IF(BG341<1.4,\"ROJO\", IF(BG341<3,\"AMARILLO\", IF(BG341<9,\"VERDE\", \"AZUL\")))","v":"AZUL"},{"$f":"IF(BG341<1.4,\"Déficit\", IF(BG341<3,\"Equilibrio\", IF(BG341<9,\"Disponibilidad\", \"Abundante\")))","v":"Abundante"},{"$f":"IF(I341+U341+AG341<=0,0,I341+U341+AG341)","v":449.30099999999999},{"$f":"IF(D341=\"MAR\",AI341+R341,IF(D341=\"C\",AI341+R341,AI341+R341+AJ341))","v":1E-3},{"$f":"BK341/BL341","v":449301}]
[null,null,null,null,null,null,null,null,null,null,null,null,null,null,null,null,null,null,null,null,{"$f":"IF(U343=0,\"\",U343/(SUM($U343:$AG343)))","v":1},"","","","","","","","","","","","",1,null,null,null,null,null,{"$f":"IF(U342=0,\"\",U342)","v":1},"","","","","","","","","","","","",1]
[125,{"$f":"A343","v":125},{"$f":"A343","v":125},"MAR",null,null,null,132.203,null,0,0,132.203,0,0,0,0,0,0,{"$f":"L343-Q343-R343","v":132.203},{"$f":"IF(S343<0,0,S343)","v":132.203},{"$f":"K343+H343","v":132.203},null,null,null,null,null,null,null,null,null,null,null,{"$f":"J343","v":0},132.203,{"$f":"+Q343","v":0},{"$f":"(AI343+R343)","v":0},null,{"$f":"IF(AG343>0,(AI343+R343+AJ343)*AG342,\"\")","v":""},{"$f":"SUM(AI343:AK343)","v":0},{"$f":"IF(AN342=\"\",\"\",$AM343*AN342)","v":0},"","","","","","","","","","","","",0,{"$f":"+U343","v":132.203},{"$f":"IF(D343=\"MAR\",IF((BB343-AJ343)<0,0,BB343-AJ343),IF(D343=\"C\",IF((BB343-AJ343)<0,0,BB343-AJ343),IF((BB343-AK343)<0,0,BB343-AK343)))","v":132.203},{"$f":"IF(AG343=0,\"\",IF(AG343-AL343<0,0,AG343-AL343))","v":""},{"$f":"IF(D343=\"MAR\",0,IF(D343=\"C\",0,AJ343))","v":0},{"$f":"IF(T343-BE343<0,0,T343-BE343)","v":132.203},{"$f":"IF(D343=\"MAR\",IF(AI343+R343+AJ343=0,\"Infinito\",(I343+U343+AG343)/(AI343+R343)),IF(D343=\"C\",IF(AI343+R343+AJ343=0,\"Infinito\",(I343+U343+AG343)/(AI343+R343)),IF(AI343+R343+AJ343=0,\"Infinito\",(I343+U343+AG343)/(AI343+R343+AJ343))))","v":"Infinito"},{"$f":"IF(BG343<1.4,\"1\", IF(BG343<3,\"2\", IF(BG343<9,\"3\", \"4\")))","v":"4"},{"$f":"IF(BG343<1.4,\"ROJO\", IF(BG343<3,\"AMARILLO\", IF(BG343<9,\"VERDE\", \"AZUL\")))","v":"AZUL"},{"$f":"IF(BG343<1.4,\"Déficit\", IF(BG343<3,\"Equilibrio\", IF(BG343<9,\"Disponibilidad\", \"Abundante\")))","v":"Abundante"},{"$f":"IF(I343+U343+AG343<=0,0,I343+U343+AG343)","v":132.203},{"$f":"IF(D343=\"MAR\",AI343+R343,IF(D343=\"C\",AI343+R343,AI343+R343+AJ343))","v":0},{"$f":"BK343/BL343","v":{"$error":"#DIV/0!"}}]
[null,null,null,null,null,null,null,null,null,null,null,null,null,null,null,null,null,null,null,null,{"$f":"IF(U345=0,\"\",U345/(SUM($U345:$AG345)))","v":1},"","","","","","","","","","","","",1,null,null,null,null,null,{"$f":"IF(U344=0,\"\",U344)","v":1},"","","","","","","","","","","","",1]
[126,{"$f":"A345","v":126},{"$f":"A345","v":126},"MAR",null,null,null,226.33500000000001,null,0,0.13,226.465,0.27100000000000002,0,0,0.27100000000000002,0.27100000000000002,0,{"$f":"L345-Q345-R345","v":226.19400000000002},{"$f":"IF(S345<0,0,S345)","v":226.19400000000002},{"$f":"K345+H345","v":226.465},null,null,null,null,null,null,null,null,null,null,null,{"$f":"J345","v":0},226.465,{"$f":"+Q345","v":0.27100000000000002},{"$f":"(AI345+R345)","v":0.27100000000000002},null,{"$f":"IF(AG345>0,(AI345+R345+AJ345)*AG344,\"\")","v":""},{"$f":"SUM(AI345:AK345)","v":0.54200000000000004},{"$f":"IF(AN344=\"\",\"\",$AM345*AN344)","v":0.54200000000000004},"","","","","","","","","","","","",0.54200000000000004,{"$f":"+U345","v":226.465},{"$f":"IF(D345=\"MAR\",IF((BB345-AJ345)<0,0,BB345-AJ345),IF(D345=\"C\",IF((BB345-AJ345)<0,0,BB345-AJ345),IF((BB345-AK345)<0,0,BB345-AK345)))","v":226.19400000000002},{"$f":"IF(AG345=0,\"\",IF(AG345-AL345<0,0,AG345-AL345))","v":""},{"$f":"IF(D345=\"MAR\",0,IF(D345=\"C\",0,AJ345))","v":0},{"$f":"IF(T345-BE345<0,0,T345-BE345)","v":226.19400000000002},{"$f":"IF(D345=\"MAR\",IF(AI345+R345+AJ345=0,\"Infinito\",(I345+U345+AG345)/(AI345+R345)),IF(D345=\"C\",IF(AI345+R345+AJ345=0,\"Infinito\",(I345+U345+AG345)/(AI345+R345)),IF(AI345+R345+AJ345=0,\"Infinito\",(I345+U345+AG345)/(AI345+R345+AJ345))))","v":835.66420664206635},{"$f":"IF(BG345<1.4,\"1\", IF(BG345<3,\"2\", IF(BG345<9,\"3\", \"4\")))","v":"4"},{"$f":"IF(BG345<1.4,\"ROJO\", IF(BG345<3,\"AMARILLO\", IF(BG345<9,\"VERDE\", \"AZUL\")))","v":"AZUL"},{"$f":"IF(BG345<1.4,\"Déficit\", IF(BG345<3,\"Equilibrio\", IF(BG345<9,\"Disponibilidad\", \"Abundante\")))","v":"Abundante"},{"$f":"IF(I345+U345+AG345<=0,0,I345+U345+AG345)","v":226.465},{"$f":"IF(D345=\"MAR\",AI345+R345,IF(D345=\"C\",AI345+R345,AI345+R345+AJ345))","v":0.27100000000000002},{"$f":"BK345/BL345","v":835.66420664206635}]
[null,null,null,null,null,null,null,null,null,null,null,null,null,null,null,null,null,null,null,null,{"$f":"IF(U347=0,\"\",U347/(SUM($U347:$AG347)))","v":1},"","","","","","","","","","","","",1,null,null,null,null,null,{"$f":"IF(U346=0,\"\",U346)","v":1},"","","","","","","","","","","","",1]
[127,{"$f":"A347","v":127},{"$f":"A347","v":127},"MAR",null,null,null,153.92599999999999,null,0,2.1000000000000001E-2,153.94699999999997,2.8000000000000001E-2,0,0,2.8000000000000001E-2,2.8000000000000001E-2,0,{"$f":"L347-Q347-R347","v":153.91899999999998},{"$f":"IF(S347<0,0,S347)","v":153.91899999999998},{"$f":"K347+H347","v":153.94699999999997},null,null,null,null,null,null,null,null,null,null,null,{"$f":"J347","v":0},153.94699999999997,{"$f":"+Q347","v":2.8000000000000001E-2},{"$f":"(AI347+R347)","v":2.8000000000000001E-2},null,{"$f":"IF(AG347>0,(AI347+R347+AJ347)*AG346,\"\")","v":""},{"$f":"SUM(AI347:AK347)","v":5.6000000000000001E-2},{"$f":"IF(AN346=\"\",\"\",$AM347*AN346)","v":5.6000000000000001E-2},"","","","","","","","","","","","",5.6000000000000001E-2,{"$f":"+U347","v":153.94699999999997},{"$f":"IF(D347=\"MAR\",IF((BB347-AJ347)<0,0,BB347-AJ347),IF(D347=\"C\",IF((BB347-AJ347)<0,0,BB347-AJ347),IF((BB347-AK347)<0,0,BB347-AK347)))","v":153.91899999999998},{"$f":"IF(AG347=0,\"\",IF(AG347-AL347<0,0,AG347-AL347))","v":""},{"$f":"IF(D347=\"MAR\",0,IF(D347=\"C\",0,AJ347))","v":0},{"$f":"IF(T347-BE347<0,0,T347-BE347)","v":153.91899999999998},{"$f":"IF(D347=\"MAR\",IF(AI347+R347+AJ347=0,\"Infinito\",(I347+U347+AG347)/(AI347+R347)),IF(D347=\"C\",IF(AI347+R347+AJ347=0,\"Infinito\",(I347+U347+AG347)/(AI347+R347)),IF(AI347+R347+AJ347=0,\"Infinito\",(I347+U347+AG347)/(AI347+R347+AJ347))))","v":5498.1071428571422},{"$f":"IF(BG347<1.4,\"1\", IF(BG347<3,\"2\", IF(BG347<9,\"3\", \"4\")))","v":"4"},{"$f":"IF(BG347<1.4,\"ROJO\", IF(BG347<3,\"AMARILLO\", IF(BG347<9,\"VERDE\", \"AZUL\")))","v":"AZUL"},{"$f":"IF(BG347<1.4,\"Déficit\", IF(BG347<3,\"Equilibrio\", IF(BG347<9,\"Disponibilidad\", \"Abundante\")))","v":"Abundante"},{"$f":"IF(I347+U347+AG347<=0,0,I347+U347+AG347)","v":153.94699999999997},{"$f":"IF(D347=\"MAR\",AI347+R347,IF(D347=\"C\",AI347+R347,AI347+R347+AJ347))","v":2.8000000000000001E-2},{"$f":"BK347/BL347","v":5498.1071428571422}]
[]
[null,null,null,null,null,null,null,null,null,null,null,null,null,null,null,null,null,null,null,null,null,null,null,null,null,null,null,null,null,null,null,null,null,null,null,null,null,"Comprobación  ",null,null,null,null,null,null,null,null,null,null,null,null,null,null,null,"Cuenca o RH","SDxx   ",null,"Ab   "]
[null,null,null,null,null,null,null,null,null,null,null,null,null,null,null,null,null,null,null,null,null,null,null,null,null,null,null,null,null,null,null,null,null,null,null,null,null,null,null,null,null,null,null,null,null,null,null,null,null,null,null,null,null,3,{"$f":"BC93+BC97","v":714.26299999999992},"Mm3",{"$f":"T97","v":714.26299999999992},"Mm3"]
[null,null,null,null,null,null,null,null,null,null,null,null,null,null,null,null,null,null,null,null,null,null,null,null,null,null,null,null,null,null,null,null,null,null,null,null,null,null,null,null,null,null,null,null,null,null,null,null,null,null,null,null,null,4,{"$f":"BC95+BC99","v":2623.7339999999995},"Mm3",{"$f":"T99","v":2623.7339999999995},"Mm3"]
[null,null,null,null,null,null,null,null,null,null,null,null,null,null,null,null,null,null,null,null,null,null,null,null,null,null,null,null,null,null,null,null,null,null,null,null,null,null,null,null,null,null,null,null,null,null,null,null,null,null,null,null,null,"Tonalá",{"$f":"SUM(BC143:BD159)","v":5997.1585499715002},"Mm3",{"$f":"SUM(T153:T159)","v":5997.1585499715002},"Mm3"]
[null,null,null,null,null,null,null,null,null,null,null,null,null,null,null,null,null,null,null,null,null,null,null,null,null,null,null,null,null,null,null,null,null,null,null,null,null,null,null,null,null,null,null,null,null,null,null,null,null,null,null,null,null,"RH 30",{"$f":"SUM(BC161:BD277)+SUM(BC283:BD347)","v":119299.842},"Mm3",{"$f":"T235+T237+T323+T327+T329+SUM(T339:T347)","v":119299.84199999999},"Mm3"]

{"sheet":"RH-30","index":29,"n_rows":390,"n_cols":66,"rows_kept":390,"cut":false,"hidden":false,"merged":[[1,1,1,12],[2,1,2,12],[3,1,3,12]]}
[null,"sama"]
[null,"GERENCIA DE AGUAS SUPERFICIALES E INGENIERÍA DE RÍOS"]
[null,"REGION HIDROLOGICA No 30"]
[null,"GRIJALVA- USUMACINTA"]
[]
[]
[]
["Cuenca","Nombre","Cp","Ar","Uc (a)","Uc (b)","Uc (c)","Uc","R","Im","Ex","Ev ","Ab","Rxy","Ab - Rxy","D",null,"ECUACIONES"]
[1,"Lagartero",158.80699999999999,{"$f":"I153","v":0},4.4166976899999995,0,0,{"$f":"E9+F9+G9","v":4.4166976899999995},1.5786323615000002,0,0,0,{"$f":"$S$153","v":155.96893467149999},{"$f":"IF(D153=\"mar\",0,IF(D153=\"C\",0,AJ153))","v":155.94937842903016},{"$f":"M9-N9","v":1.9556242469832341E-2},{"$f":"IF(BF153<0,0,BF153)","v":1.9556242469832341E-2}]
[2,"Yayahuita",459.42099999999999,{"$f":"I159","v":0},4.88109883,0,1.5069999999999999,{"$f":"E10+F10+G10","v":6.3880988299999997},1.9244095799999992,0,0,0,{"$f":"$S$159","v":454.95731074999998},{"$f":"IF(D159=\"mar\",0,IF(D159=\"C\",0,AJ159))","v":454.89752181606406},{"$f":"M10-N10","v":5.9788933935919886E-2},{"$f":"IF(BF159<0,0,BF159)","v":5.9788933935919886E-2},null,"Ab = Cp + Ar + R + Im - (Uc(a) +Uc(b) +Uc(c) + Ev)"]
[3,"Zacualpa",236.143,{"$f":"I161","v":0},4.8457063900000001,0,0,4.8457063900000001,2.7896910695000003,0,0,0,{"$f":"$S$161","v":234.08698467950001},{"$f":"IF(D161=\"mar\",0,IF(D161=\"C\",0,AJ161))","v":234.05622176849371},3.0762911006291915E-2,{"$f":"IF(BF161<0,0,BF161)","v":3.0762911006291915E-2},null,"D = Ab - Rxy"]
[4,"Papizaca",87.013999999999996,{"$f":"I163","v":0},4.1359064500000002,0,0,4.1359064500000002,2.2859888874999998,0,0,0,{"$f":"$S$163","v":85.164082437499985},{"$f":"IF(D163=\"mar\",0,IF(D163=\"C\",0,AJ163))","v":85.152890465026402},1.1191972473582723E-2,{"$f":"IF(BF163<0,0,BF163)","v":1.1191972473582723E-2}]
[5,"Presa La Concordia",316.57600000000002,{"$f":"I165","v":0},1.8040147800000002,0.68191999999999997,0.752,3.2379347799999998,0.5161880754999999,0,0,0,{"$f":"$S$165","v":313.85425329550003},{"$f":"IF(D165=\"mar\",0,IF(D165=\"C\",0,AJ165))","v":313.82016464703531},3.4088648464717153E-2,{"$f":"IF(BF165<0,0,BF165)","v":3.4088648464717153E-2},null,"SIMBOLOGIA"]
[6,"Selegua",262.07100000000003,{"$f":"$I$167","v":1526.5429346715},89.896075890000006,0.17859181999999998,3.1869999999999998,93.261667709999998,18.989853765500001,0,0,0,{"$f":"$S$167","v":1714.3421207269998},{"$f":"IF(D167=\"mar\",0,IF(D167=\"C\",0,AJ167))","v":1714.1154734266868},0.22664730031306135,{"$f":"IF(BF167<0,0,BF167)","v":0.22664730031306135}]
[7,"San Miguel",313.39699999999999,{"$f":"$I$169","v":2987.133377867},14.394504410000005,0,5.3799826300000007,19.774487040000004,8.7535008365000024,0,0,0,{"$f":"$S$169","v":3289.5093916634996},{"$f":"IF(D169=\"mar\",0,IF(D169=\"C\",0,AJ169))","v":3289.0744968931031},0.43489477039656776,{"$f":"IF(BF169<0,0,BF169)","v":0.43489477039656776},null,"Cp.- Volumen medio anual de escurrimiento natural "]
[8,"La Concordia",167.92,{"$f":"$I$171","v":313.85425329550003},87.888985559999995,0,1.2589999999999999,89.147985559999995,17.766157790000001,0,0,0,{"$f":"$S$171","v":410.39242552550002},{"$f":"IF(D171=\"mar\",0,IF(D171=\"C\",0,AJ171))","v":410.3381689484786},5.4256577021419616E-2,{"$f":"IF(BF171<0,0,BF171)","v":5.4256577021419616E-2},null,"Ar.- Volumen medio anual de escurrimiento desde la cuenca aguas arriba"]
[9,"Aguacatenco",512.85500000000002,{"$f":"$I$173","v":0},171.89226166999998,0.65274268800000002,9.4261862399999998,181.97119059799996,40.269289148999995,0,0,0,{"$f":"$S$173","v":371.15309855100003},{"$f":"IF(D173=\"mar\",0,IF(D173=\"C\",0,AJ173))","v":371.10402967100669},4.9068879993342307E-2,{"$f":"IF(BF173<0,0,BF173)","v":4.9068879993342307E-2},null,"Uc (a).- Volumen anual de extracción de agua superficial mediante títulos inscritos actualmente en el REPDA"]
[10,"Aguzarca",348.6,{"$f":"$I$175","v":0},0.43487255999999996,0,0.30099999999999999,0.73587256000000001,0.15983442000000003,0,0,0,{"$f":"$S$175","v":348.02396185999999},{"$f":"IF(D175=\"mar\",0,IF(D175=\"C\",0,AJ175))","v":347.97795080395338},4.6011056046609156E-2,{"$f":"IF(BF175<0,0,BF175)","v":4.6011056046609156E-2},null,"Uc (b).- Volumen anual de extracción de agua superficial de títulos en proceso de inscripción en el REPDA"]
[11,"San Pedro",367.05700000000002,{"$f":"$I$177","v":0},13.214864549999998,0.70631999999999995,2.3370000000000002,16.258184549999999,3.6726819550000003,0,0,0,{"$f":"$S$177","v":354.47149740499998},{"$f":"IF(D177=\"mar\",0,IF(D177=\"C\",0,AJ177))","v":354.4246339423612},4.6863462638782494E-2,{"$f":"IF(BF177<0,0,BF177)","v":4.6863462638782494E-2},null,"Uc (c).- Volumen anual correspondiente a las reservas y las zonas reglamentadas"]
[12,"Grande o Salinas",543.71400000000006,{"$f":"$I$179","v":0},6.0204517900000001,6.843312E-2,1.978,8.0668849100000006,5.4522856525000005,0,0,0,{"$f":"$S$179","v":541.09940074250005},{"$f":"IF(D179=\"mar\",0,IF(D179=\"C\",0,AJ179))","v":541.02786384394483},7.1536898555223161E-2,{"$f":"IF(BF179<0,0,BF179)","v":7.1536898555223161E-2},null,"R.- Volumen anual de retornos"]
[13,"Presa La Angostura",5073.8388784430908,{"$f":"$I$181","v":7028.9918964744993},9451.40243801,1.6398720000000002E-2,3.4929999999999999,9454.9118367299998,50.218242084500005,0,0,837.55200000000002,{"$f":"$S$181","v":1860.5851802720917},{"$f":"IF(D181=\"mar\",0,IF(D181=\"C\",0,AJ181))","v":1858.9784672846583},1.6067129874334114,{"$f":"IF(BF181<0,0,BF181)","v":1.6067129874334114},null,"Im.- Volumen anual de importaciones"]
[14,"Hondo",120.669,{"$f":"$I$183","v":0},6.7948095400000001,0,5.0779166400000006,11.872726180000001,3.382783847999999,0,0,0,{"$f":"$S$183","v":112.179057668},{"$f":"IF(D183=\"mar\",0,IF(D183=\"C\",0,AJ183))","v":112.08218516208933},9.6872505910667428E-2,{"$f":"IF(BF183<0,0,BF183)","v":9.6872505910667428E-2},null,"Ev.- Volumen medio anual de evaporación en embalses"]
[15,"Tuxtla Gutiérrez",66.248999999999995,{"$f":"$I$185","v":0},5.2231484799999963,0,100.477953,105.70110147999999,3.2442624370000201,0,0,0,{"$f":"$S$185","v":-36.207839042999979},{"$f":"IF(D185=\"mar\",0,IF(D185=\"C\",0,AJ185))","v":0},-36.207839042999979,{"$f":"IF(BF185<0,0,BF185)","v":0},null,"Ab.- Volumen medio anual de escurrimiento de la cuenca hacia aguas abajo "]
[16,"Suchiapa",392.34699999999998,{"$f":"$I$187","v":0},24.163970199999984,5.1839999999999997E-2,6.4459999999999997,30.661810199999984,6.9133857959999929,0,0,0,{"$f":"$S$187","v":368.59857559599999},{"$f":"IF(D187=\"mar\",0,IF(D187=\"C\",0,AJ187))","v":368.28027137384504},0.31830422215494991,{"$f":"IF(BF187<0,0,BF187)","v":0.31830422215494991},null,"Rxy.- Volumen anual actual comprometido aguas abajo y volumenes decretados para reservas medio ambiente"]
[17,"Santo Domingo",492.21899999999999,{"$f":"$I$189","v":0},23.840768349999994,0.55201140000000004,9.1050000000000004,33.497779749999992,6.9764499819999903,0,0,0,{"$f":"$S$189","v":465.69767023199995},{"$f":"IF(D189=\"mar\",0,IF(D189=\"C\",0,AJ189))","v":465.29551584373928},0.40215438826066929,{"$f":"IF(BF189<0,0,BF189)","v":0.40215438826066929},null,"D.- Disponibilidad media anual de agua superficial en la cuenca hidrológica "]
[18,"Presa Chicoasen",1035.8962221189679,{"$f":"$I$191","v":2807.0604837680917},12301.441946250001,0.65329775999999995,0,12302.095244010001,10341.513026070501,0,0,31.736000000000001,{"$f":"$S$191","v":1850.638487947559},{"$f":"IF(D191=\"mar\",0,IF(D191=\"C\",0,AJ191))","v":1838.3894536223154},12.249034325243656,{"$f":"IF(BF191<0,0,BF191)","v":12.249034325243656}]
[19,"Chicoasen",397.09899999999999,{"$f":"$I$193","v":0},5.6602535899999991,0.11100672000000002,6.9072483199999999,12.67850863,3.9318206454999993,0,0,0,{"$f":"$S$193","v":388.35231201549999},{"$f":"IF(D193=\"mar\",0,IF(D193=\"C\",0,AJ193))","v":385.78187979378544},2.5704322217145545,{"$f":"IF(BF193<0,0,BF193)","v":2.5704322217145545}]
[20,"Encajonado",304.59500000000003,{"$f":"$I$195","v":0},0.72474159000000005,0,0.16200000000000001,0.88674159000000008,0.30428532900000005,0,0,0,{"$f":"$S$195","v":304.01254373900002},{"$f":"IF(D195=\"mar\",0,IF(D195=\"C\",0,AJ195))","v":300.43373459716412},3.5788091418359045,{"$f":"IF(BF195<0,0,BF195)","v":3.5788091418359045}]
[21,"Cintalapa",176.63800000000001,{"$f":"$I$197","v":0},16.184988689999983,0.5206248,5.4648627200000002,22.170476209999983,4.2573178244999967,0,0,0,{"$f":"$S$197","v":158.72484161450004},{"$f":"IF(D197=\"mar\",0,IF(D197=\"C\",0,AJ197))","v":156.85634662669418},1.8684949878058603,{"$f":"IF(BF197<0,0,BF197)","v":1.8684949878058603}]
[22,"Soyatenco",184.86099999999999,{"$f":"$I$199","v":0},5.2564917599999994,0,0.53400000000000003,5.7904917599999992,1.2604123570000008,0,0,0,{"$f":"$S$199","v":180.33092059699999},{"$f":"IF(D199=\"mar\",0,IF(D199=\"C\",0,AJ199))","v":178.20808073239789},2.1228398646020992,{"$f":"IF(BF199<0,0,BF199)","v":2.1228398646020992}]
[23,"Alto Grijalva",92.352999999999994,{"$f":"$I$201","v":2238.9907999630591},10945.671267580001,5.0142239999999998E-2,0.65100000000000002,10946.37240982,22210.5811404165,0,0,0,{"$f":"$S$201","v":13595.552530559558},{"$f":"IF(D201=\"mar\",0,IF(D201=\"C\",0,AJ201))","v":13433.114062452449},162.43846810710966,{"$f":"IF(BF201<0,0,BF201)","v":162.43846810710966}]
[24,"De La Venta",317.95999999999998,{"$f":"$I$203","v":643.06830595049996},6.7372085400000001,3.1930199999999999E-2,7.4130000000000003,14.182138739999999,1.74142799,0,0,0,{"$f":"$S$203","v":948.5875952005},{"$f":"IF(D203=\"mar\",0,IF(D203=\"C\",0,AJ203))","v":937.25395388776747},11.333641312732539,{"$f":"IF(BF203<0,0,BF203)","v":11.333641312732539}]
[25,"Chapopote",174.46600000000001,{"$f":"$I$205","v":0},9.5129712199999972,0.31860228000000002,0,9.8315734999999975,5.2491412795000008,0,0,0,{"$f":"$S$205","v":169.88356777950003},{"$f":"IF(D205=\"mar\",0,IF(D205=\"C\",0,AJ205))","v":167.85381382542982},2.0297539540702019,{"$f":"IF(BF205<0,0,BF205)","v":2.0297539540702019}]
[26,"Presa Nezahualcoyotl",6236.2358376612483,{"$f":"$I$207","v":14714.023693539559},16717.929604969999,4.4150399999999999E-2,1.1037041599999999,16719.077459529999,3.2659933809999973,0,0,327.87200000000001,{"$f":"$S$207","v":3906.5760650518059},{"$f":"IF(D207=\"mar\",0,IF(D207=\"C\",0,AJ207))","v":3656.2251815547502},250.35088349705575,{"$f":"IF(BF207<0,0,BF207)","v":250.35088349705575}]
[27,"Tzimbac",458.96499999999997,{"$f":"$I$209","v":0},20.093083409999998,0,0.54,20.633083409999998,19.761157838499997,0,0,0,{"$f":"$S$209","v":458.09307442849996},{"$f":"IF(D209=\"mar\",0,IF(D209=\"C\",0,AJ209))","v":428.73641939417979},29.35665503432017,{"$f":"IF(BF209<0,0,BF209)","v":29.35665503432017}]
[28,"Zayula",740.27499999999998,{"$f":"$I$211","v":0},399.28211154000002,7.5686400000000006E-3,0,399.28968018,398.85794670399997,0,0,0,{"$f":"$S$211","v":739.843266524},{"$f":"IF(D211=\"mar\",0,IF(D211=\"C\",0,AJ211))","v":692.4307978201108},47.412468703889203,{"$f":"IF(BF211<0,0,BF211)","v":47.412468703889203}]
[29,"Presa Peñitas",2080.6799999999998,{"$f":"$I$213","v":5104.5124060043054},19548.677556040002,0,0,19548.677556040002,16714.487560859998,0,0,54.542999999999999,{"$f":"$S$213","v":4296.4594108243},{"$f":"IF(D213=\"mar\",0,IF(D213=\"C\",0,AJ213))","v":2764.8609226934868},1531.5984881308132,{"$f":"IF(BF213<0,0,BF213)","v":1531.5984881308132}]
[30,"Paredón",555.58299999999997,{"$f":"$I$215","v":0},0.68945990000000001,0,0.90500000000000003,1.5944598999999999,0.24028417499999999,0,0,0,{"$f":"$S$215","v":554.22882427500008},{"$f":"IF(D215=\"mar\",0,IF(D215=\"C\",0,AJ215))","v":356.65776676668526},197.57105750831482,{"$f":"IF(BF215<0,0,BF215)","v":197.57105750831482}]
[31,"Platanar",801.601,{"$f":"$I$217","v":0},0.38986430999999999,0,0.59599999999999997,0.98586430999999997,0.17914538450000006,0,0,0,{"$f":"$S$217","v":800.79428107449996},{"$f":"IF(D217=\"mar\",0,IF(D217=\"C\",0,AJ217))","v":515.32776250166523},285.46651857283473,{"$f":"IF(BF217<0,0,BF217)","v":285.46651857283473}]
[32,"Mezcalapa",819.43399999999997,{"$f":"$I$219","v":5651.4825161737999},43.674034389999996,0,0.747,44.421034389999996,19567.934217214501,0,0,0,{"$f":"$S$219","v":25994.429698998301},{"$f":"IF(D219=\"mar\",0,IF(D219=\"C\",0,AJ219))","v":16712.120568962779},9282.3091300355227,{"$f":"IF(BF219<0,0,BF219)","v":9282.3091300355227}]
[33,"El Carrizal",1038.2529999999999,{"$f":"$I$221","v":12997.214849499151},4.1177978199999998,0,19.646999999999998,23.764797819999998,2.6277304150000003,0,0,0,{"$f":"$S$221","v":14014.330782094152},{"$f":"IF(D221=\"mar\",0,IF(D221=\"C\",0,AJ221))","v":12530.906764424082},1483.4240176700696,{"$f":"IF(BF221<0,0,BF221)","v":1483.4240176700696}]
[34,"Tabasquillo",288.96600000000001,{"$f":"$I$223","v":14014.330782094152},0.16467200000000001,0,0,0.16467200000000001,0.123504,0,0,0,{"$f":"$S$223","v":14303.255614094151},{"$f":"IF(D223=\"mar\",0,IF(D223=\"C\",0,AJ223))","v":12789.23132587546},1514.0242882186903,{"$f":"IF(BF223<0,0,BF223)","v":1514.0242882186903}]
[35,"Cunduacán",274.79199999999997,{"$f":"$I$225","v":0},2.3467819999999997,0,8.1839999999999993,10.530781999999999,1.7315448,0,0,0,{"$f":"$S$225","v":265.99276279999998},{"$f":"IF(D225=\"mar\",0,IF(D225=\"C\",0,AJ225))","v":104.13471130692503},161.85805149307495,{"$f":"IF(BF225<0,0,BF225)","v":161.85805149307495}]
[36,"Samaria",475.11200000000002,{"$f":"$I$227","v":13263.207612299151},6.8943674000000001,0,16.053999999999998,22.948367399999999,4.6268994299999981,0,0,0,{"$f":"$S$227","v":13719.998144329151},{"$f":"AJ227","v":5357.34},{"$f":"M44-N44","v":8362.6581443291507},{"$f":"IF(BF227<0,0,BF227)","v":8362.6581443291507}]
[37,"Caxcuchapa",359.18599999999998,{"$f":"$I$229","v":0},2.8519937,0,13.461,16.3129937,1.5924598349999997,0,0,0,{"$f":"$S$229","v":344.46546613499999},{"$f":"AJ229","v":134.13},210.33546613499999,{"$f":"IF(BF229<0,0,BF229)","v":210.33546613499999}]
[38,"Basca",432.74400000000003,{"$f":"$I$231","v":0},1.21371502,9.1139039999999991E-2,0.99099999999999999,2.2958540599999999,0.96665907000000018,0,0,0,{"$f":"$S$231","v":431.41480501000001},{"$f":"IF(D231=\"mar\",0,IF(D231=\"C\",0,AJ231))","v":385.99695362847092},45.41785138152909,{"$f":"IF(BF231<0,0,BF231)","v":45.41785138152909}]
[39,"Yashijá",286.05200000000002,{"$f":"$I$233","v":0},1.3342618199999998,0.15799536,1.6382579199999998,3.1305150999999993,1.1191928849999995,0,0,0,{"$f":"$S$233","v":284.04067778500001},{"$f":"IF(D233=\"mar\",0,IF(D233=\"C\",0,AJ233))","v":254.13786235044651},29.902815434553503,{"$f":"IF(BF233<0,0,BF233)","v":29.902815434553503}]
[40,"Shumulá",742.01400000000001,{"$f":"$I$235","v":0},6.8998506299999987,0.26395731999999994,10.516349440000001,17.680157389999998,5.3523383034999927,0,0,0,{"$f":"$S$235","v":729.68618091350004},{"$f":"IF(D235=\"mar\",0,IF(D235=\"C\",0,AJ235))","v":652.86735565525066},76.818825258249376,{"$f":"IF(BF235<0,0,BF235)","v":76.818825258249376}]
[41,"Puxcatán",555.67100000000005,{"$f":"$I$237","v":0},3.1981791700000008,1.1668319999999999E-2,2.9609999999999999,6.1708474900000008,2.3962976174999993,0,0,0,{"$f":"$S$237","v":551.89645012749997},{"$f":"IF(D237=\"mar\",0,IF(D237=\"C\",0,AJ237))","v":494.05086574706064},57.845584380439334,{"$f":"IF(BF237<0,0,BF237)","v":57.845584380439334}]
[42,"Chacté",879.178,{"$f":"$I$239","v":0},11.425363420000007,0.20695938000000003,13.164252959999999,24.796575760000007,8.5599001519999938,0,0,0,{"$f":"$S$239","v":862.94132439199996},{"$f":"IF(D239=\"mar\",0,IF(D239=\"C\",0,AJ239))","v":772.3127663682003},90.628558023799656,{"$f":"IF(BF239<0,0,BF239)","v":90.628558023799656}]
[43,"De los Plátanos",298.43099999999998,{"$f":"$I$241","v":0},8.3300629500000021,0.39222077,2.7657791199999999,11.488062840000001,6.3807019620000016,0,0,0,{"$f":"$S$241","v":293.32363912199997},{"$f":"IF(D241=\"mar\",0,IF(D241=\"C\",0,AJ241))","v":262.51795431295443},30.805684809045545,{"$f":"IF(BF241<0,0,BF241)","v":30.805684809045545}]
[44,"Tulija",2204.9580000000001,{"$f":"$I$243","v":1445.1416637085001},5.3136563399999988,6.7171679999999998E-2,2.9232546799999999,8.3040826999999986,3.5981057310000018,0,0,0,{"$f":"$S$243","v":3645.3936867395},{"$f":"IF(D243=\"mar\",0,IF(D243=\"C\",0,AJ243))","v":3260.7450832183922},384.64860352110782,{"$f":"IF(BF243<0,0,BF243)","v":384.64860352110782}]
[45,"Macuxpana",1278.8720000000001,{"$f":"$I$245","v":551.89645012749997},5.4333867500000004,0.54841104000000007,6.2629248000000004,12.244722590000002,4.6049506364999999,0,0,0,{"$f":"$S$245","v":1823.128678174},{"$f":"IF(D245=\"mar\",0,IF(D245=\"C\",0,AJ245))","v":1630.7588107849624},192.36986738903761,{"$f":"IF(BF245<0,0,BF245)","v":192.36986738903761}]
[46,"Almendro",876.49199999999996,{"$f":"$I$247","v":1156.2649635139999},6.7104798900000064,0.197604576,6.8219198399999996,13.730004306000005,5.1861602670000035,0,0,0,{"$f":"$S$247","v":2024.213119475},{"$f":"IF(D247=\"mar\",0,IF(D247=\"C\",0,AJ247))","v":1810.1825226984224},214.03059677657757,{"$f":"IF(BF247<0,0,BF247)","v":214.03059677657757}]
[47,"Chilapa",2790.3449999999998,{"$f":"$I$249","v":5468.5223649135005},26.015802610000001,0,0.19,26.205802610000003,12.025202861,0,0,0,{"$f":"$S$249","v":8244.6867651644989},{"$f":"IF(D249=\"mar\",0,IF(D249=\"C\",0,AJ249))","v":7371.9724441735452},872.71432099095364,{"$f":"IF(BF249<0,0,BF249)","v":872.71432099095364}]
[48,"Tacotalpa",527.50699999999995,{"$f":"$I$251","v":2024.213119475},1.466029,0,1.3440000000000001,2.8100290000000001,1.0995217500000001,0,0,0,{"$f":"$S$251","v":2550.0096122249997},{"$f":"IF(D251=\"mar\",0,IF(D251=\"C\",0,AJ251))","v":2280.0866945155913},269.92291770940847,{"$f":"IF(BF251<0,0,BF251)","v":269.92291770940847}]
[49,"Chilapilla",654.84699999999998,{"$f":"I253","v":0},1.1345543600000001,0,5.8239999999999998,6.9585543599999999,0.87030260999999953,0,0,0,{"$f":"S253","v":648.75874824999994},{"$f":"IF(D253=\"mar\",0,IF(D253=\"C\",0,AJ253))","v":580.08651526012193},68.672232989878012,{"$f":"IF(BF253<0,0,BF253)","v":68.672232989878012}]
[50,"De la Sierra",1516.1510000000001,{"$f":"$I$255","v":0},21.234508910000006,0,3.8956094400000003,25.130118350000007,8.3710176524999937,0,0,0,{"$f":"$S$255","v":1499.3918993025002},{"$f":"IF(D255=\"mar\",0,IF(D255=\"C\",0,AJ255))","v":1340.6786794348914},158.71321986760881,{"$f":"IF(BF255<0,0,BF255)","v":158.71321986760881}]
[51,"Pichucalco",1791.9559999999999,{"$f":"$I$257","v":0},4.2471262000000021,8.7985439999999998E-2,13.6403544,17.975466040000001,2.3817746784999994,0,0,0,{"$f":"$S$257","v":1776.3623086385001},{"$f":"IF(D257=\"mar\",0,IF(D257=\"C\",0,AJ257))","v":1588.3312930070117},188.03101563148834,{"$f":"IF(BF257<0,0,BF257)","v":188.03101563148834}]
[52,"Viejo Mezcalapa",477.69600000000003,{"$f":"$I$259","v":0},2.2387264800000004,0,10.356,12.59472648,0.7116620410000003,0,0,0,{"$f":"$S$259","v":465.81293556100002},{"$f":"IF(D259=\"mar\",0,IF(D259=\"C\",0,AJ259))","v":416.50583253259168},49.307103028408335,{"$f":"IF(BF259<0,0,BF259)","v":49.307103028408335}]
[53,"Azul",638.38199999999995,{"$f":"$I$261","v":0},5.7138190999999976,0.34047302000000002,13.89105756,19.94534968,3.6074174959999947,0,0,0,{"$f":"$S$261","v":622.04406781599994},{"$f":"IF(D261=\"mar\",0,IF(D261=\"C\",0,AJ261))","v":599.8839640788392},22.160103737160739,{"$f":"IF(BF261<0,0,BF261)","v":22.160103737160739}]
[54,"Tzanconeja",1113.08,{"$f":"$I$263","v":0},7.1614347200000008,8.8300800000000006E-3,5.2241956599999995,12.394460460000001,4.4723807384999983,0,0,0,{"$f":"$S$263","v":1105.1579202785001},{"$f":"IF(D263=\"mar\",0,IF(D263=\"C\",0,AJ263))","v":1065.787053443772},39.370866834728076,{"$f":"IF(BF263<0,0,BF263)","v":39.370866834728076}]
[55,"Perlas",498.69099999999997,{"$f":"$I$265","v":0},0.30505293000000006,0.27783215999999999,1.5629999999999999,2.1458850900000002,0.43716381750000011,0,0,0,{"$f":"$S$265","v":496.98227872749999},{"$f":"IF(D265=\"mar\",0,IF(D265=\"C\",0,AJ265))","v":479.27745776393186},17.704820963568125,{"$f":"IF(BF265<0,0,BF265)","v":17.704820963568125}]
[56,"Comitán",304.80500000000001,{"$f":"$I$271","v":0},12.728126270000031,0.62681976000000006,13.86672544,27.221671470000032,3.4825966919999942,0,0,0,{"$f":"$S$271","v":281.06592522199998},{"$f":"AJ271","v":280},1.0659252219999757,{"$f":"IF(BF271<0,0,BF271)","v":1.0659252219999757}]
[57,"Margarítas",283.65199999999999,{"$f":"$I$273","v":0},9.4146712899999994,0.14254272000000001,3.8149999999999999,13.372214009999999,2.5176145175000002,0,0,0,{"$f":"$S$273","v":272.79740050750002},{"$f":"AJ273","v":269.99},2.8074005075000059,{"$f":"IF(BF273<0,0,BF273)","v":2.8074005075000059}]
[58,"Jatate",955.36400000000003,{"$f":"$I$275","v":2224.1842668219997},131.11204524000013,0.12433068000000001,0,131.23637592000014,98.198779137999622,0,0,0,{"$f":"$S$275","v":3146.5106700399992},{"$f":"IF(D275=\"mar\",0,IF(D275=\"C\",0,AJ275))","v":3029.7420706421012},116.76859939789802,{"$f":"IF(BF275<0,0,BF275)","v":116.76859939789802}]
[59,"Ixcan",14.818,{"$f":"$I$277","v":3973.165},7.67376E-3,0,2.7E-2,3.4673759999999998E-2,5.7553199999999978E-3,0,0,0,{"$f":"$S$277","v":3987.9540815600003},{"$f":"IF(D277=\"mar\",0,IF(D277=\"C\",0,AJ277))","v":3839.9590923801375},147.99498917986284,{"$f":"IF(BF277<0,0,BF277)","v":147.99498917986284}]
[60,"Chajul",14.593999999999999,{"$f":"$I$279","v":1921.0530000000001},0,0,0,0,0,0,0,0,{"$f":"$S$279","v":1935.6470000000002},{"$f":"IF(D279=\"mar\",0,IF(D279=\"C\",0,AJ279))","v":1863.8141626697934},71.832837330206758,{"$f":"IF(BF279<0,0,BF279)","v":71.832837330206758}]
[61,"Lacanja",1289.8989999999999,{"$f":"$I$281","v":0},1.1259571199999998,4.0681439999999999E-2,3.1954803199999997,4.3621188799999997,0.87497891999999977,0,0,0,{"$f":"$S$281","v":1286.41186004},{"$f":"IF(D281=\"mar\",0,IF(D281=\"C\",0,AJ281))","v":1238.6724665029026},47.739393537097385,{"$f":"IF(BF281<0,0,BF281)","v":47.739393537097385}]
[62,"San Pedro",1183.6510000000001,{"$f":"$I$283","v":0},1.9632470000000003E-2,0.40815931999999999,2.7E-2,0.45479179000000003,9.6356216499999994E-2,0,0,0,{"$f":"$S$283","v":1183.2925644265001},{"$f":"IF(D283=\"mar\",0,IF(D283=\"C\",0,AJ283))","v":1139.3799800066695},43.912584419830637,{"$f":"IF(BF283<0,0,BF283)","v":43.912584419830637}]
[63,"Laguna Miramar",326.334,{"$f":"$I$285","v":0},0.38637378999999999,0,0.15734303999999999,0.54371682999999993,0.19622644249999999,0,0,0,{"$f":"$S$285","v":325.98650961250002},{"$f":"IF(D285=\"mar\",0,IF(D285=\"C\",0,AJ285))","v":313.88898567511029},12.097523937389724,{"$f":"IF(BF285<0,0,BF285)","v":12.097523937389724}]
[64,"Euseba",400.786,{"$f":"$I$287","v":0},0.21957442000000002,0,0.436,0.65557441999999999,0.16468081499999998,0,0,0,{"$f":"$S$287","v":400.295106395},{"$f":"IF(D287=\"mar\",0,IF(D287=\"C\",0,AJ287))","v":385.43995291828145},14.855153476718556,{"$f":"IF(BF287<0,0,BF287)","v":14.855153476718556}]
[65,"Caliente",283.36399999999998,{"$f":"$I$289","v":0},0.26483321000000004,0,0.312,0.57683320999999999,0.19862490749999995,0,0,0,{"$f":"$S$289","v":282.98579169749996},{"$f":"IF(D289=\"mar\",0,IF(D289=\"C\",0,AJ289))","v":272.48404610971136},10.501745587788605,{"$f":"IF(BF289<0,0,BF289)","v":10.501745587788605}]
[66,"Seco",513.97400000000005,{"$f":"$I$291","v":0},1.4076740099999998,0,3.6999999999999998E-2,{"$f":"E74+F74+G74","v":1.4446740099999997},1.0557555074999996,0,0,0,{"$f":"$S$291","v":513.58508149750003},{"$f":"IF(D291=\"mar\",0,IF(D291=\"C\",0,AJ291))","v":494.52567985327931},{"$f":"M74-N74","v":19.059401644220713},{"$f":"IF(BF291<0,0,BF291)","v":19.059401644220713}]
[67,"Santo Domingo",412.86599999999999,{"$f":"$I$293","v":0},1.9625856599999998,4.8340800000000001E-3,2.1500081600000001,4.1174279,1.0907318965000004,0,0,0,{"$f":"$S$293","v":409.83930399650001},{"$f":"IF(D293=\"mar\",0,IF(D293=\"C\",0,AJ293))","v":394.62996052865401},15.209343467845997,{"$f":"IF(BF293<0,0,BF293)","v":15.209343467845997}]
[68,"Lacantún",2023.7660000000001,{"$f":"$I$297","v":14183.201969265498},5.3362530500000016,0.28358314000000001,0,5.6198361900000018,2.8117683435000012,0,0,0,{"$f":"$S$297","v":16204.159901418996},{"$f":"IF(D297=\"mar\",0,IF(D297=\"C\",0,AJ297))","v":15602.606792277636},601.55310914135953,{"$f":"IF(BF297<0,0,BF297)","v":601.55310914135953}]
[69,"San Pedro",1179.778,{"$f":"$I$303","v":1967.7809999999999},4.3897470999999992,0,0.317,4.7067470999999994,1.1573555199999999,0,0,0,{"$f":"$S$303","v":3144.0096084199999},{"$f":"IF(D303=\"mar\",0,IF(D303=\"C\",0,AJ303))","v":3027.2933598380705},116.71624858192945,{"$f":"IF(BF303<0,0,BF303)","v":116.71624858192945}]
[70,"Chixoy",731.11800000000005,{"$f":"$I$307","v":28444.109},2.8724791299999999,0,1.5049999999999999,4.3774791299999993,0.61681713800000004,0,0,0,{"$f":"$S$307","v":29171.466338008002},{"$f":"IF(D307=\"mar\",0,IF(D307=\"C\",0,AJ307))","v":28088.523045631304},1082.9432923766981,{"$f":"IF(BF307<0,0,BF307)","v":1082.9432923766981}]
[71,"Chocaljah",647.49,{"$f":"$I$309","v":0},1.8092173200000001,2.2705919999999997E-2,2.1110000000000002,3.9429232400000003,1.3696347480000002,0,0,0,{"$f":"$S$309","v":644.91671150799993},{"$f":"IF(D309=\"mar\",0,IF(D309=\"C\",0,AJ309))","v":620.97522640139562},23.941485106604318,{"$f":"IF(BF309<0,0,BF309)","v":23.941485106604318}]
[72,"Chacamax",1183.23,{"$f":"$I$311","v":0},6.5672407899999996,0,9.7910000000000004,16.35824079,1.6172553975000001,0,0,0,{"$f":"$S$311","v":1168.4890146074999},{"$f":"IF(D311=\"mar\",0,IF(D311=\"C\",0,AJ311))","v":1125.1107584059482},43.378256201551721,{"$f":"IF(BF311<0,0,BF311)","v":43.378256201551721}]
[73,"Usumacinta",5246.933,{"$f":"$I$313","v":53552.369573962496},129.3799539,5.9002559999999996E-2,4.0810000000000004,133.51995646,31.320609731499992,0,0,0,{"$f":"$S$313","v":58697.103227233994},{"$f":"IF(D313=\"mar\",0,IF(D313=\"C\",0,AJ313))","v":56513.111924742858},2183.9913024911366,{"$f":"IF(BF313<0,0,BF313)","v":2183.9913024911366}]
[74,"Grijalva",1855.6959999999999,{"$f":"$I$315","v":49053.978958980311},61.864663999999998,0.20821245999999999,0,62.072876459999996,44.774297447000002,0,0,0,{"$f":"$S$315","v":50892.376379967311},{"$f":"AJ315","v":45498.76},5393.6163799673086,{"$f":"IF(BF315<0,0,BF315)","v":5393.6163799673086}]
[75,"Palizada",943.66300000000001,{"$f":"$I$317","v":19565.701075744666},0.44531949999999998,0,0.60499999999999998,1.0503195000000001,9.6718324999999994E-2,0,0,0,{"$f":"$S$317","v":20508.410474569668},{"$f":"IF(D317=\"mar\",0,IF(D317=\"C\",0,AJ317))","v":20459.003225573597},49.407248996070848,{"$f":"IF(BF317<0,0,BF317)","v":49.407248996070848}]
[76,"San Pedro y San Pablo",1103.798,{"$f":"$I$319","v":19565.701075744666},7.7519249999999998E-2,0,0.26100000000000001,0.33851924999999999,5.5763287500000008E-2,0,0,0,{"$f":"$S$319","v":20669.216319782165},{"$f":"AJ319","v":20599.71},69.506319782165519,{"$f":"IF(BF319<0,0,BF319)","v":69.506319782165519}]
[77,"Laguna del Este",589.90599999999995,{"$f":"$I$321","v":20508.410474569668},57.9406885,0,7.6999999999999999E-2,58.017688499999998,11.587533825000001,0,0,0,{"$f":"$S$321","v":21051.886319894667},{"$f":"AJ321","v":21001.03},50.856319894668559,{"$f":"IF(BF321<0,0,BF321)","v":50.856319894668559}]
[78,"Laguna de Términos",1715.6089999999999,{"$f":"$I$323","v":0},7.842E-3,0,13.227,13.234842,1.1762999999991308E-3,0,0,0,{"$f":"$S$323","v":1702.3753342999998},{"$f":"AJ323","v":1508.26},194.11533429999986,{"$f":"IF(BF323<0,0,BF323)","v":194.11533429999986}]
[79,"Mamatel",695.64099999999996,{"$f":"$I$325","v":0},4.4751244999999997,0,0,4.4751244999999997,1.3734284750000001,0,0,0,{"$f":"$S$325","v":692.53930397499994},{"$f":"AJ325","v":603.44100000000003},89.098303974999908,{"$f":"IF(BF325<0,0,BF325)","v":89.098303974999908}]
[80,"Cumpan",1676.761,{"$f":"$I$327","v":0},1.2504190000000002,0,0.503,1.7534190000000001,0.32274765000000005,0,0,0,{"$f":"$S$327","v":1675.3303286500002},{"$f":"AJ327","v":1523.9},151.43032865000009,{"$f":"IF(BF327<0,0,BF327)","v":151.43032865000009}]
[81,"Laguna del Pom y Atasta",1240.394,{"$f":"$I$329","v":0},9.4891500000000004E-2,0,0.88,0.97489150000000002,7.9271574999999928E-2,0,0,0,{"$f":"$S$329","v":1239.4983800749999},{"$f":"AJ329","v":1109.51},129.9883800749999,{"$f":"IF(BF329<0,0,BF329)","v":129.9883800749999}]
[82,"Alto Río Candelaria",1441.5429999999999,{"$f":"$I$337","v":260.58999999999997},2.2962311500000001,0,0,{"$f":"E90+F90+G90","v":2.2962311500000001},0,0,0,0,{"$f":"$T$337","v":1699.3837688499998},{"$f":"BE337","v":221.78538534575583},1477.5983835042439,{"$f":"BF337","v":1477.5983835042439}]
[83,"Bajo Río Candelaria",239.27,{"$f":"$I$339","v":1699.3837688499998},209.92925744999997,0.89308799999999999,0,{"$f":"E91+F91+G91","v":210.82234544999997},0,0,0,0,{"$f":"$T$339","v":1685.6414233999999},0,1685.6414233999999,{"$f":"M91-N91","v":1685.6414233999999}]
[null,"Totales",{"$f":"SUM(C9:C91)","v":72793.618938223313},null,{"$f":"SUM(E9:E91)","v":70720.313777529969},{"$f":"SUM(F9:F91)","v":10.111789054000001},394.45136649000005,71124.876933073974,69736.36788204551,0,0,1251.703,null,null,{"$f":"SUM(O9:O89)","v":37015.309711933318},{"$f":"I96+P91","v":16341.119726237794}]
["* Valores  en millones de metros cúbicos                                                                             "]
["Disponibilidad Río Usumacinta y L de Términos (cuencas 56,57, 76,77,78,79,80 y 81) =",null,null,null,null,null,null,null,{"$f":"P64+P65+P84+P85+P86+P87+P88+P89","v":688.86831240633387}]
["Disponibilidad Río Grijalva (cuencas 36, 37 y 74) =",null,null,null,null,null,null,null,{"$f":"P44+P45+P82","v":13966.60999043146}]
["Disponibilidad Total de la zona hidrológica Grijalva-Usumacinta  =",null,null,null,null,null,null,null,{"$f":"I95+I94","v":14655.478302837793}]
[]
[]
[]
[]
[]
[]
[]
[]
[]
[]
[]
[]
[]
[]
[]
[]
[]
[]
[]
[]
[]
[]
[]
[]
[]
[]
[]
[]
[]
[]
[]
[]
[]
[]
[]
[]
[]
[]
[]
[]
[]
["Cuenca","Nombre","Cp","Ar","Uc (a)","Uc (b)","Uc (c)","Uc","R","Im","Ev ","Ab","Rxy","Ab - Rxy","D"]
[null,"Pertenece a Guatemala y aporta su caudal a la subcuenca 41.",1370.5740000000001,{"$f":"I155","v":0},null,null,null,{"$f":"E139+F139+G139","v":0},null,0,0,{"$f":"$S$155","v":1370.5740000000001},{"$f":"IF(D155=\"mar\",0,IF(D155=\"C\",0,AJ155))","v":1370.4021498971365},{"$f":"L139-M139","v":0.17185010286357283},{"$f":"IF(BF155<0,0,BF155)","v":0.17185010286357283}]
[null,"Pertenece a Guatemala y aporta su caudal a la subcuenca 42.",2212.9250000000002,{"$f":"I157","v":0},null,null,null,0,null,0,0,{"$f":"$S$157","v":2212.9250000000002},{"$f":"IF(D157=\"mar\",0,IF(D157=\"C\",0,AJ157))","v":2212.6341849641631},0.2908150358371131,{"$f":"IF(BF157<0,0,BF157)","v":0.2908150358371131}]
[null,"Pertenece a Guatemala y aporta su caudal a la subcuenca 96.",3973.165,{"$f":"$I$267","v":0},null,null,null,0,null,null,null,{"$f":"$S$267","v":3973.165},{"$f":"IF(D267=\"mar\",0,IF(D267=\"C\",0,AJ267))","v":3825.7201230804239},147.44487691957602,{"$f":"IF(BF267<0,0,BF267)","v":147.44487691957602}]
[null,"Pertenece a Guatemala y aporta su caudal a la subcuenca 97.",1921.0530000000001,{"$f":"$I$269","v":0},null,null,null,0,null,null,null,{"$f":"$S$269","v":1921.0530000000001},{"$f":"IF(D269=\"mar\",0,IF(D269=\"C\",0,AJ269))","v":1849.7617533771884},71.291246622811741,{"$f":"IF(BF269<0,0,BF269)","v":71.291246622811741}]
[null,"Pertenece a Guatemala y aporta su caudal a la subcuenca 106.",710.69399999999996,{"$f":"$I$295","v":0},null,null,null,0,null,null,null,{"$f":"$S$295","v":710.69399999999996},{"$f":"IF(D295=\"mar\",0,IF(D295=\"C\",0,AJ295))","v":684.31978688492575},26.374213115074213,{"$f":"IF(BF295<0,0,BF295)","v":26.374213115074213}]
[null,"Pertenece a Guatemala y aporta su caudal a la subcuenca 109.",1967.7809999999999,{"$f":"$I$299","v":0},null,null,null,0,null,null,null,{"$f":"$S$299","v":1967.7809999999999},{"$f":"IF(D299=\"mar\",0,IF(D299=\"C\",0,AJ299))","v":1894.8395246752502},72.941475324749717,{"$f":"IF(BF299<0,0,BF299)","v":72.941475324749717}]
[null,"Pertenece a Guatemala y aporta su caudal a la subcuenca 111.",28444.109,{"$f":"$I$301","v":0},null,null,null,0,null,null,null,{"$f":"$S$301","v":28444.109},{"$f":"IF(D301=\"mar\",0,IF(D301=\"C\",0,AJ301))","v":27388.326098149955},1055.7829018500452,{"$f":"IF(BF301<0,0,BF301)","v":1055.7829018500452}]
[null,"Pertenece a Guatemala y aporta su caudal a la subcuenca 114.",3219.328,{"$f":"$I$305","v":0},null,null,null,0,null,null,null,{"$f":"$S$305","v":3219.328},{"$f":"IF(D305=\"mar\",0,IF(D305=\"C\",0,AJ305))","v":3099.8156785018491},119.51232149815087,{"$f":"IF(BF305<0,0,BF305)","v":119.51232149815087}]
[]
[]
["No LINEA","CUENCA O REGION","CONEXION",null,null,null,null,"OFERTA  POTENCIAL",null,null,null,null,"DEMANDA CONSUNTIVA",null,null,null,null,null,null,null,"OFERTA REAL",null,null,null,null,null,null,null,null,null,null,null,null,null,"EXTRACC Y VOLS RESERV PARA A ABAJO",null,null,null,null,null,null,null,null,null,null,null,null,null,null,null,null,null,null,"POR CUENCA PROPIA",null,null,"A LA SAL. DEL C PRINCIPAL",null,"DISPONIBILIDAD RELATIVA",null,null,null,"OFERTA - DEMANDA"]
[null,"HIDROLOGICA","DE ","HACIA",null,null,null,"Cp","Cp A Arriba","Im","R","TOTAL","Uc","Ev","Ex","TOTAL","TOTAL ACUM.","Dv","Ab","Ab","Cp","Ar1","Ar2","Ar3","Ar4","Ar5","Ar6","Ar7","Ar8","Ar9","Ar10","Ar11","Im","TOTAL","Uc","Re1","Re2","RImp","TOTAL","para Cp","para Ar1","para Ar2","para Ar3","para Ar4","para Ar5","para Ar6","para Ar7","para Ar8","para Ar9","para Ar10","para Ar11","para Im","TOTAL","RESERVADO","DISPONIBLE","DImp","RESERVADO","DISPONIBLE","INDICE","CLAVE","COLOR",null,"OFERTA","DEMANDA","Indice"]
["Cuenca Río Bravo"]
[null,null,null,null,null,null,null,null,null,null,null,null,null,null,null,null,null,null,null,null,{"$f":"IF(U153=0,\"\",U153/(SUM($U153:$AG153)))","v":1},"","","","","","","","","","","","",{"$f":"SUM(U152:AG152)","v":1},null,null,null,null,null,{"$f":"IF(U152=0,\"\",U152)","v":1},"","","","","","","","","","","","",{"$f":"SUM(AN152:AZ152)","v":1}]
[34,{"$f":"A153","v":34},{"$f":"A153","v":34},41,null,null,null,{"$f":"C9","v":158.80699999999999},null,{"$f":"J9","v":0},{"$f":"I9","v":1.5786323615000002},{"$f":"SUM(H153:K153)","v":160.3856323615},{"$f":"H9","v":4.4166976899999995},{"$f":"L9","v":0},0,{"$f":"SUM(M153:O153)","v":4.4166976899999995},{"$f":"+P153","v":4.4166976899999995},0,{"$f":"L153-Q153-R153","v":155.96893467149999},{"$f":"IF(S153<0,0,S153)","v":155.96893467149999},{"$f":"K153+H153","v":160.3856323615},null,null,null,null,null,null,null,null,null,null,null,{"$f":"J153","v":0},160.3856323615,{"$f":"+Q153","v":4.4166976899999995},{"$f":"(AI167+R167+AJ167)*V166","v":155.94937842903016},{"$f":"(AI153+R153+AJ153)*U152","v":160.36607611903017},{"$f":"IF(AG153>0,(AI153+R153+AJ153)*AG152,\"\")","v":""},{"$f":"SUM(AI153:AK153)","v":320.73215223806034},{"$f":"IF(AN152=\"\",\"\",$AM153*AN152)","v":320.73215223806034},"","","","","","","","","","","","",320.73215223806034,{"$f":"+U153","v":160.3856323615},{"$f":"IF(D153=\"MAR\",IF((BB153-AJ153)<0,0,BB153-AJ153),IF(D153=\"C\",IF((BB153-AJ153)<0,0,BB153-AJ153),IF((BB153-AK153)<0,0,BB153-AK153)))","v":1.9556242469832341E-2},{"$f":"IF(AG153=0,\"\",IF(AG153-AL153<0,0,AG153-AL153))","v":""},{"$f":"IF(D153=\"MAR\",0,IF(D153=\"C\",0,AJ153))","v":155.94937842903016},{"$f":"IF(T153-BE153<0,0,T153-BE153)","v":1.9556242469832341E-2},{"$f":"IF(D153=\"MAR\",IF(AI153+R153+AJ153=0,\"Infinito\",(I153+U153+AG153)/(AI153+R153)),IF(D153=\"C\",IF(AI153+R153+AJ153=0,\"Infinito\",(I153+U153+AG153)/(AI153+R153)),IF(AI153+R153+AJ153=0,\"Infinito\",(I153+U153+AG153)/(AI153+R153+AJ153))))","v":1.0001219475025087},{"$f":"IF(BG153<1.4,\"1\", IF(BG153<3,\"2\", IF(BG153<9,\"3\", \"4\")))","v":"1"},{"$f":"IF(BG153<1.4,\"ROJO\", IF(BG153<3,\"AMARILLO\", IF(BG153<9,\"VERDE\", \"AZUL\")))","v":"ROJO"},{"$f":"IF(BG153<1.4,\"Déficit\", IF(BG153<3,\"Equilibrio\", IF(BG153<9,\"Disponibilidad\", \"Abundante\")))","v":"Déficit"},{"$f":"IF(I153+U153+AG153<=0,0,I153+U153+AG153)","v":160.3856323615},{"$f":"IF(D153=\"MAR\",AI153+R153,IF(D153=\"C\",AI153+R153,AI153+R153+AJ153))","v":160.36607611903017},{"$f":"BK153/BL153","v":1.0001219475025087},{"$f":"IF(BM153-BG153=0,\"\",\"CHECAR\")","v":""}]
[null,null,null,null,null,null,null,null,null,null,null,null,null,null,null,null,null,null,null,null,{"$f":"IF(U155=0,\"\",U155/(SUM($U155:$AG155)))","v":1},"","","","","","","","","","","","",1,null,null,null,null,null,{"$f":"IF(U154=0,\"\",U154)","v":1},"","","","","","","","","","","","",1]
[35,{"$f":"A155","v":35},{"$f":"A155","v":35},41,null,null,null,{"$f":"C139","v":1370.5740000000001},null,{"$f":"J139","v":0},{"$f":"I139","v":0},{"$f":"SUM(H155:K155)","v":1370.5740000000001},{"$f":"H139","v":0},{"$f":"K139","v":0},0,{"$f":"SUM(M155:O155)","v":0},{"$f":"+P155","v":0},0,{"$f":"L155-Q155-R155","v":1370.5740000000001},{"$f":"IF(S155<0,0,S155)","v":1370.5740000000001},{"$f":"K155+H155","v":1370.5740000000001},null,null,null,null,null,null,null,null,null,null,null,{"$f":"J155","v":0},1370.5740000000001,{"$f":"+Q155","v":0},{"$f":"(AI167+R167+AJ167)*W166","v":1370.4021498971365},{"$f":"(AI155+R155+AJ155)*U154","v":1370.4021498971365},{"$f":"IF(AG155>0,(AI155+R155+AJ155)*AG154,\"\")","v":""},{"$f":"SUM(AI155:AK155)","v":2740.804299794273},{"$f":"IF(AN154=\"\",\"\",$AM155*AN154)","v":2740.804299794273},"","","","","","","","","","","","",2740.804299794273,{"$f":"+U155","v":1370.5740000000001},{"$f":"IF(D155=\"MAR\",IF((BB155-AJ155)<0,0,BB155-AJ155),IF(D155=\"C\",IF((BB155-AJ155)<0,0,BB155-AJ155),IF((BB155-AK155)<0,0,BB155-AK155)))","v":0.17185010286357283},{"$f":"IF(AG155=0,\"\",IF(AG155-AL155<0,0,AG155-AL155))","v":""},{"$f":"IF(D155=\"MAR\",0,IF(D155=\"C\",0,AJ155))","v":1370.4021498971365},{"$f":"IF(T155-BE155<0,0,T155-BE155)","v":0.17185010286357283},{"$f":"IF(D155=\"MAR\",IF(AI155+R155+AJ155=0,\"Infinito\",(I155+U155+AG155)/(AI155+R155)),IF(D155=\"C\",IF(AI155+R155+AJ155=0,\"Infinito\",(I155+U155+AG155)/(AI155+R155)),IF(AI155+R155+AJ155=0,\"Infinito\",(I155+U155+AG155)/(AI155+R155+AJ155))))","v":1.0001254012210039},{"$f":"IF(BG155<1.4,\"1\", IF(BG155<3,\"2\", IF(BG155<9,\"3\", \"4\")))","v":"1"},{"$f":"IF(BG155<1.4,\"ROJO\", IF(BG155<3,\"AMARILLO\", IF(BG155<9,\"VERDE\", \"AZUL\")))","v":"ROJO"},{"$f":"IF(BG155<1.4,\"Déficit\", IF(BG155<3,\"Equilibrio\", IF(BG155<9,\"Disponibilidad\", \"Abundante\")))","v":"Déficit"},{"$f":"IF(I155+U155+AG155<=0,0,I155+U155+AG155)","v":1370.5740000000001},{"$f":"IF(D155=\"MAR\",AI155+R155,IF(D155=\"C\",AI155+R155,AI155+R155+AJ155))","v":1370.4021498971365},{"$f":"BK155/BL155","v":1.0001254012210039},{"$f":"IF(BM155-BG155=0,\"\",\"CHECAR\")","v":""}]
[null,null,null,null,null,null,null,null,null,null,null,null,null,null,null,null,null,null,null,null,{"$f":"IF(U157=0,\"\",U157/(SUM($U157:$AG157)))","v":1},"","","","","","","","","","","","",1,null,null,null,null,null,{"$f":"IF(U156=0,\"\",U156)","v":1},"","","","","","","","","","","","",1]
[36,{"$f":"A157","v":36},{"$f":"A157","v":36},42,null,null,null,{"$f":"C140","v":2212.9250000000002},null,{"$f":"J140","v":0},{"$f":"I140","v":0},2212.9250000000002,{"$f":"H140","v":0},{"$f":"K140","v":0},0,{"$f":"SUM(M157:O157)","v":0},0,0,{"$f":"L157-Q157-R157","v":2212.9250000000002},{"$f":"IF(S157<0,0,S157)","v":2212.9250000000002},{"$f":"K157+H157","v":2212.9250000000002},null,null,null,null,null,null,null,null,null,null,null,{"$f":"J157","v":0},2212.9250000000002,{"$f":"+Q157","v":0},{"$f":"(AI169+R169+AJ169)*V168","v":2212.6341849641631},{"$f":"(AI157+R157+AJ157)*U156","v":2212.6341849641631},{"$f":"IF(AG157>0,(AI157+R157+AJ157)*AG156,\"\")","v":""},{"$f":"SUM(AI157:AK157)","v":4425.2683699283261},{"$f":"IF(AN156=\"\",\"\",$AM157*AN156)","v":4425.2683699283261},"","","","","","","","","","","","",4425.2683699283261,{"$f":"+U157","v":2212.9250000000002},{"$f":"IF(D157=\"MAR\",IF((BB157-AJ157)<0,0,BB157-AJ157),IF(D157=\"C\",IF((BB157-AJ157)<0,0,BB157-AJ157),IF((BB157-AK157)<0,0,BB157-AK157)))","v":0.2908150358371131},{"$f":"IF(AG157=0,\"\",IF(AG157-AL157<0,0,AG157-AL157))","v":""},{"$f":"IF(D157=\"MAR\",0,IF(D157=\"C\",0,AJ157))","v":2212.6341849641631},{"$f":"IF(T157-BE157<0,0,T157-BE157)","v":0.2908150358371131},{"$f":"IF(D157=\"MAR\",IF(AI157+R157+AJ157=0,\"Infinito\",(I157+U157+AG157)/(AI157+R157)),IF(D157=\"C\",IF(AI157+R157+AJ157=0,\"Infinito\",(I157+U157+AG157)/(AI157+R157)),IF(AI157+R157+AJ157=0,\"Infinito\",(I157+U157+AG157)/(AI157+R157+AJ157))))","v":1.0001314338528318},{"$f":"IF(BG157<1.4,\"1\", IF(BG157<3,\"2\", IF(BG157<9,\"3\", \"4\")))","v":"1"},{"$f":"IF(BG157<1.4,\"ROJO\", IF(BG157<3,\"AMARILLO\", IF(BG157<9,\"VERDE\", \"AZUL\")))","v":"ROJO"},{"$f":"IF(BG157<1.4,\"Déficit\", IF(BG157<3,\"Equilibrio\", IF(BG157<9,\"Disponibilidad\", \"Abundante\")))","v":"Déficit"},{"$f":"IF(I157+U157+AG157<=0,0,I157+U157+AG157)","v":2212.9250000000002},{"$f":"IF(D157=\"MAR\",AI157+R157,IF(D157=\"C\",AI157+R157,AI157+R157+AJ157))","v":2212.6341849641631},{"$f":"BK157/BL157","v":1.0001314338528318},{"$f":"IF(BM157-BG157=0,\"\",\"CHECAR\")","v":""}]
[null,null,null,null,null,null,null,null,null,null,null,null,null,null,null,null,null,null,null,null,{"$f":"IF(U159=0,\"\",U159/(SUM($U159:$AG159)))","v":1},"","","","","","","","","","","","",1,null,null,null,null,null,{"$f":"IF(U158=0,\"\",U158)","v":1},"","","","","","","","","","","","",1]
[37,{"$f":"A159","v":37},{"$f":"A159","v":37},42,null,null,null,{"$f":"C10","v":459.42099999999999},null,{"$f":"J10","v":0},{"$f":"I10","v":1.9244095799999992},461.34540957999997,{"$f":"H10","v":6.3880988299999997},{"$f":"L10","v":0},0,{"$f":"SUM(M159:O159)","v":6.3880988299999997},6.3880988299999997,0,{"$f":"L159-Q159-R159","v":454.95731074999998},{"$f":"IF(S159<0,0,S159)","v":454.95731074999998},{"$f":"K159+H159","v":461.34540957999997},null,null,null,null,null,null,null,null,null,null,null,{"$f":"J159","v":0},461.34540957999997,{"$f":"+Q159","v":6.3880988299999997},{"$f":"(AI169+R169+AJ169)*W168","v":454.89752181606406},{"$f":"(AI159+R159+AJ159)*U158","v":461.28562064606405},{"$f":"IF(AG159>0,(AI159+R159+AJ159)*AG158,\"\")","v":""},{"$f":"SUM(AI159:AK159)","v":922.57124129212809},{"$f":"IF(AN158=\"\",\"\",$AM159*AN158)","v":922.57124129212809},"","","","","","","","","","","","",922.57124129212809,{"$f":"+U159","v":461.34540957999997},{"$f":"IF(D159=\"MAR\",IF((BB159-AJ159)<0,0,BB159-AJ159),IF(D159=\"C\",IF((BB159-AJ159)<0,0,BB159-AJ159),IF((BB159-AK159)<0,0,BB159-AK159)))","v":5.9788933935919886E-2},{"$f":"IF(AG159=0,\"\",IF(AG159-AL159<0,0,AG159-AL159))","v":""},{"$f":"IF(D159=\"MAR\",0,IF(D159=\"C\",0,AJ159))","v":454.89752181606406},{"$f":"IF(T159-BE159<0,0,T159-BE159)","v":5.9788933935919886E-2},{"$f":"IF(D159=\"MAR\",IF(AI159+R159+AJ159=0,\"Infinito\",(I159+U159+AG159)/(AI159+R159)),IF(D159=\"C\",IF(AI159+R159+AJ159=0,\"Infinito\",(I159+U159+AG159)/(AI159+R159)),IF(AI159+R159+AJ159=0,\"Infinito\",(I159+U159+AG159)/(AI159+R159+AJ159))))","v":1.0001296136954196},{"$f":"IF(BG159<1.4,\"1\", IF(BG159<3,\"2\", IF(BG159<9,\"3\", \"4\")))","v":"1"},{"$f":"IF(BG159<1.4,\"ROJO\", IF(BG159<3,\"AMARILLO\", IF(BG159<9,\"VERDE\", \"AZUL\")))","v":"ROJO"},{"$f":"IF(BG159<1.4,\"Déficit\", IF(BG159<3,\"Equilibrio\", IF(BG159<9,\"Disponibilidad\", \"Abundante\")))","v":"Déficit"},{"$f":"IF(I159+U159+AG159<=0,0,I159+U159+AG159)","v":461.34540957999997},{"$f":"IF(D159=\"MAR\",AI159+R159,IF(D159=\"C\",AI159+R159,AI159+R159+AJ159))","v":461.28562064606405},{"$f":"BK159/BL159","v":1.0001296136954196},{"$f":"IF(BM159-BG159=0,\"\",\"CHECAR\")","v":""}]
[null,null,null,null,null,null,null,null,null,null,null,null,null,null,null,null,null,null,null,null,{"$f":"IF(U161=0,\"\",U161/(SUM($U161:$AG161)))","v":1},"","","","","","","","","","","","",1,null,null,null,null,null,{"$f":"IF(U160=0,\"\",U160)","v":1},"","","","","","","","","","","","",1]
[38,{"$f":"A161","v":38},{"$f":"A161","v":38},42,null,null,null,{"$f":"C11","v":236.143},null,{"$f":"J11","v":0},{"$f":"I11","v":2.7896910695000003},238.93269106950001,{"$f":"H11","v":4.8457063900000001},{"$f":"L11","v":0},0,{"$f":"SUM(M161:O161)","v":4.8457063900000001},4.8457063900000001,0,{"$f":"L161-Q161-R161","v":234.08698467950001},{"$f":"IF(S161<0,0,S161)","v":234.08698467950001},{"$f":"K161+H161","v":238.93269106950001},null,null,null,null,null,null,null,null,null,null,null,{"$f":"J161","v":0},238.93269106950001,{"$f":"+Q161","v":4.8457063900000001},{"$f":"(AI169+R169+AJ169)*X168","v":234.05622176849371},{"$f":"(AI161+R161+AJ161)*U160","v":238.90192815849372},{"$f":"IF(AG161>0,(AI161+R161+AJ161)*AG160,\"\")","v":""},{"$f":"SUM(AI161:AK161)","v":477.80385631698744},{"$f":"IF(AN160=\"\",\"\",$AM161*AN160)","v":477.80385631698744},"","","","","","","","","","","","",477.80385631698744,{"$f":"+U161","v":238.93269106950001},{"$f":"IF(D161=\"MAR\",IF((BB161-AJ161)<0,0,BB161-AJ161),IF(D161=\"C\",IF((BB161-AJ161)<0,0,BB161-AJ161),IF((BB161-AK161)<0,0,BB161-AK161)))","v":3.0762911006291915E-2},{"$f":"IF(AG161=0,\"\",IF(AG161-AL161<0,0,AG161-AL161))","v":""},{"$f":"IF(D161=\"MAR\",0,IF(D161=\"C\",0,AJ161))","v":234.05622176849371},{"$f":"IF(T161-BE161<0,0,T161-BE161)","v":3.0762911006291915E-2},{"$f":"IF(D161=\"MAR\",IF(AI161+R161+AJ161=0,\"Infinito\",(I161+U161+AG161)/(AI161+R161)),IF(D161=\"C\",IF(AI161+R161+AJ161=0,\"Infinito\",(I161+U161+AG161)/(AI161+R161)),IF(AI161+R161+AJ161=0,\"Infinito\",(I161+U161+AG161)/(AI161+R161+AJ161))))","v":1.000128767947766},{"$f":"IF(BG161<1.4,\"1\", IF(BG161<3,\"2\", IF(BG161<9,\"3\", \"4\")))","v":"1"},{"$f":"IF(BG161<1.4,\"ROJO\", IF(BG161<3,\"AMARILLO\", IF(BG161<9,\"VERDE\", \"AZUL\")))","v":"ROJO"},{"$f":"IF(BG161<1.4,\"Déficit\", IF(BG161<3,\"Equilibrio\", IF(BG161<9,\"Disponibilidad\", \"Abundante\")))","v":"Déficit"},{"$f":"IF(I161+U161+AG161<=0,0,I161+U161+AG161)","v":238.93269106950001},{"$f":"IF(D161=\"MAR\",AI161+R161,IF(D161=\"C\",AI161+R161,AI161+R161+AJ161))","v":238.90192815849372},{"$f":"BK161/BL161","v":1.000128767947766},{"$f":"IF(BM161-BG161=0,\"\",\"CHECAR\")","v":""}]
[null,null,null,null,null,null,null,null,null,null,null,null,null,null,null,null,null,null,null,null,{"$f":"IF(U163=0,\"\",U163/(SUM($U163:$AG163)))","v":1},"","","","","","","","","","","","",1,null,null,null,null,null,{"$f":"IF(U162=0,\"\",U162)","v":1},"","","","","","","","","","","","",1]
[39,{"$f":"A163","v":39},{"$f":"A163","v":39},42,null,null,null,{"$f":"C12","v":87.013999999999996},null,{"$f":"J12","v":0},{"$f":"I12","v":2.2859888874999998},89.299988887499993,{"$f":"H12","v":4.1359064500000002},{"$f":"L12","v":0},0,{"$f":"SUM(M163:O163)","v":4.1359064500000002},4.1359064500000002,0,{"$f":"L163-Q163-R163","v":85.164082437499985},{"$f":"IF(S163<0,0,S163)","v":85.164082437499985},{"$f":"K163+H163","v":89.299988887499993},null,null,null,null,null,null,null,null,null,null,null,{"$f":"J163","v":0},89.299988887499993,{"$f":"+Q163","v":4.1359064500000002},{"$f":"(AI169+R169+AJ169)*Y168","v":85.152890465026402},{"$f":"(AI163+R163+AJ163)*U162","v":89.28879691502641},{"$f":"IF(AG163>0,(AI163+R163+AJ163)*AG162,\"\")","v":""},{"$f":"SUM(AI163:AK163)","v":178.57759383005282},{"$f":"IF(AN162=\"\",\"\",$AM163*AN162)","v":178.57759383005282},"","","","","","","","","","","","",178.57759383005282,{"$f":"+U163","v":89.299988887499993},{"$f":"IF(D163=\"MAR\",IF((BB163-AJ163)<0,0,BB163-AJ163),IF(D163=\"C\",IF((BB163-AJ163)<0,0,BB163-AJ163),IF((BB163-AK163)<0,0,BB163-AK163)))","v":1.1191972473582723E-2},{"$f":"IF(AG163=0,\"\",IF(AG163-AL163<0,0,AG163-AL163))","v":""},{"$f":"IF(D163=\"MAR\",0,IF(D163=\"C\",0,AJ163))","v":85.152890465026402},{"$f":"IF(T163-BE163<0,0,T163-BE163)","v":1.1191972473582723E-2},{"$f":"IF(D163=\"MAR\",IF(AI163+R163+AJ163=0,\"Infinito\",(I163+U163+AG163)/(AI163+R163)),IF(D163=\"C\",IF(AI163+R163+AJ163=0,\"Infinito\",(I163+U163+AG163)/(AI163+R163)),IF(AI163+R163+AJ163=0,\"Infinito\",(I163+U163+AG163)/(AI163+R163+AJ163))))","v":1.0001253457640855},{"$f":"IF(BG163<1.4,\"1\", IF(BG163<3,\"2\", IF(BG163<9,\"3\", \"4\")))","v":"1"},{"$f":"IF(BG163<1.4,\"ROJO\", IF(BG163<3,\"AMARILLO\", IF(BG163<9,\"VERDE\", \"AZUL\")))","v":"ROJO"},{"$f":"IF(BG163<1.4,\"Déficit\", IF(BG163<3,\"Equilibrio\", IF(BG163<9,\"Disponibilidad\", \"Abundante\")))","v":"Déficit"},{"$f":"IF(I163+U163+AG163<=0,0,I163+U163+AG163)","v":89.299988887499993},{"$f":"IF(D163=\"MAR\",AI163+R163,IF(D163=\"C\",AI163+R163,AI163+R163+AJ163))","v":89.28879691502641},{"$f":"BK163/BL163","v":1.0001253457640855},{"$f":"IF(BM163-BG163=0,\"\",\"CHECAR\")","v":""}]
[null,null,null,null,null,null,null,null,null,null,null,null,null,null,null,null,null,null,null,null,{"$f":"IF(U165=0,\"\",U165/(SUM($U165:$AG165)))","v":1},"","","","","","","","","","","","",1,null,null,null,null,null,{"$f":"IF(U164=0,\"\",U164)","v":1},"","","","","","","","","","","","",1]
[40,{"$f":"A165","v":40},{"$f":"A165","v":40},43,null,null,null,{"$f":"C13","v":316.57600000000002},null,{"$f":"J13","v":0},{"$f":"I13","v":0.5161880754999999},317.09218807550002,{"$f":"H13","v":3.2379347799999998},{"$f":"L13","v":0},0,{"$f":"SUM(M165:O165)","v":3.2379347799999998},3.2379347799999998,0,{"$f":"L165-Q165-R165","v":313.85425329550003},{"$f":"IF(S165<0,0,S165)","v":313.85425329550003},{"$f":"K165+H165","v":317.09218807550002},null,null,null,null,null,null,null,null,null,null,null,{"$f":"J165","v":0},317.09218807550002,{"$f":"+Q165","v":3.2379347799999998},{"$f":"(AI171+R171+AJ171)*V170","v":313.82016464703531},{"$f":"(AI165+R165+AJ165)*U164","v":317.0580994270353},{"$f":"IF(AG165>0,(AI165+R165+AJ165)*AG164,\"\")","v":""},{"$f":"SUM(AI165:AK165)","v":634.1161988540706},{"$f":"IF(AN164=\"\",\"\",$AM165*AN164)","v":634.1161988540706},"","","","","","","","","","","","",634.1161988540706,{"$f":"+U165","v":317.09218807550002},{"$f":"IF(D165=\"MAR\",IF((BB165-AJ165)<0,0,BB165-AJ165),IF(D165=\"C\",IF((BB165-AJ165)<0,0,BB165-AJ165),IF((BB165-AK165)<0,0,BB165-AK165)))","v":3.4088648464717153E-2},{"$f":"IF(AG165=0,\"\",IF(AG165-AL165<0,0,AG165-AL165))","v":""},{"$f":"IF(D165=\"MAR\",0,IF(D165=\"C\",0,AJ165))","v":313.82016464703531},{"$f":"IF(T165-BE165<0,0,T165-BE165)","v":3.4088648464717153E-2},{"$f":"IF(D165=\"MAR\",IF(AI165+R165+AJ165=0,\"Infinito\",(I165+U165+AG165)/(AI165+R165)),IF(D165=\"C\",IF(AI165+R165+AJ165=0,\"Infinito\",(I165+U165+AG165)/(AI165+R165)),IF(AI165+R165+AJ165=0,\"Infinito\",(I165+U165+AG165)/(AI165+R165+AJ165))))","v":1.0001075154633372},{"$f":"IF(BG165<1.4,\"1\", IF(BG165<3,\"2\", IF(BG165<9,\"3\", \"4\")))","v":"1"},{"$f":"IF(BG165<1.4,\"ROJO\", IF(BG165<3,\"AMARILLO\", IF(BG165<9,\"VERDE\", \"AZUL\")))","v":"ROJO"},{"$f":"IF(BG165<1.4,\"Déficit\", IF(BG165<3,\"Equilibrio\", IF(BG165<9,\"Disponibilidad\", \"Abundante\")))","v":"Déficit"},{"$f":"IF(I165+U165+AG165<=0,0,I165+U165+AG165)","v":317.09218807550002},{"$f":"IF(D165=\"MAR\",AI165+R165,IF(D165=\"C\",AI165+R165,AI165+R165+AJ165))","v":317.0580994270353},{"$f":"BK165/BL165","v":1.0001075154633372},{"$f":"IF(BM165-BG165=0,\"\",\"CHECAR\")","v":""}]
[null,null,null,null,null,null,null,null,null,null,null,null,null,null,null,null,null,null,null,null,{"$f":"IF(U167=0,\"\",U167/(SUM($U167:$AG167)))","v":0.15548808625175981},8.6284912473193753E-2,0.7582270012750465,"","","","","","","","","","",1,null,null,null,null,null,null,{"$f":"IF(V166=0,\"\",V166)","v":8.6284912473193753E-2},0.7582270012750465,"","","","","","","","","",""]
[41,{"$f":"A167","v":41},{"$f":"A167","v":41},48,null,null,null,{"$f":"C14","v":262.07100000000003},{"$f":"T153+T155","v":1526.5429346715},{"$f":"J14","v":0},{"$f":"I14","v":18.989853765500001},1807.6037884369998,{"$f":"H14","v":93.261667709999998},{"$f":"L14","v":0},0,{"$f":"SUM(M167:O167)","v":93.261667709999998},93.261667709999998,0,{"$f":"L167-Q167-R167","v":1714.3421207269998},{"$f":"IF(S167<0,0,S167)","v":1714.3421207269998},{"$f":"K167+H167","v":281.06085376550004},{"$f":"T153","v":155.96893467149999},{"$f":"+T155","v":1370.5740000000001},null,null,null,null,null,null,null,null,null,{"$f":"J167","v":0},1807.603788437,{"$f":"+Q167","v":93.261667709999998},{"$f":"(AI181+R181+AJ181)*V180","v":1714.1154734266868},{"$f":"(AI167+R167+AJ167)*U166","v":281.02561281052022},{"$f":"IF(AG167>0,(AI167+R167+AJ167)*AG166,\"\")","v":""},{"$f":"SUM(AI167:AK167)","v":2088.4027539472072},{"$f":"IF(AN166=\"\",\"\",$AM167*AN166)","v":""},180.19764883311157,1583.4833575799396,"","","","","","","","","","",{"$f":"SUM(AN167:AZ167)","v":1763.6810064130511},{"$f":"+U167","v":281.06085376550004},{"$f":"IF(D167=\"MAR\",IF((BB167-AJ167)<0,0,BB167-AJ167),IF(D167=\"C\",IF((BB167-AJ167)<0,0,BB167-AJ167),IF((BB167-AK167)<0,0,BB167-AK167)))","v":3.5240954979826711E-2},{"$f":"IF(AG167=0,\"\",IF(AG167-AL167<0,0,AG167-AL167))","v":""},{"$f":"IF(D167=\"MAR\",0,IF(D167=\"C\",0,AJ167))","v":1714.1154734266868},{"$f":"IF(T167-BE167<0,0,T167-BE167)","v":0.22664730031306135},{"$f":"IF(D167=\"MAR\",IF(AI167+R167+AJ167=0,\"Infinito\",(I167+U167+AG167)/(AI167+R167)),IF(D167=\"C\",IF(AI167+R167+AJ167=0,\"Infinito\",(I167+U167+AG167)/(AI167+R167)),IF(AI167+R167+AJ167=0,\"Infinito\",(I167+U167+AG167)/(AI167+R167+AJ167))))","v":1.0001254012210039},{"$f":"IF(BG167<1.4,\"1\", IF(BG167<3,\"2\", IF(BG167<9,\"3\", \"4\")))","v":"1"},{"$f":"IF(BG167<1.4,\"ROJO\", IF(BG167<3,\"AMARILLO\", IF(BG167<9,\"VERDE\", \"AZUL\")))","v":"ROJO"},{"$f":"IF(BG167<1.4,\"Déficit\", IF(BG167<3,\"Equilibrio\", IF(BG167<9,\"Disponibilidad\", \"Abundante\")))","v":"Déficit"},{"$f":"IF(I167+U167+AG167<=0,0,I167+U167+AG167)","v":1807.603788437},{"$f":"IF(D167=\"MAR\",AI167+R167,IF(D167=\"C\",AI167+R167,AI167+R167+AJ167))","v":1807.3771411366868},{"$f":"BK167/BL167","v":1.0001254012210039},{"$f":"IF(BM167-BG167=0,\"\",\"CHECAR\")","v":""}]
[null,null,null,null,null,null,null,null,null,null,null,null,null,null,null,null,null,null,null,null,{"$f":"IF(U169=0,\"\",U169/(SUM($U169:$AG169)))","v":9.7347496511151835E-2},0.66870207607180931,0.13747908231077521,7.0736447297839497E-2,2.5734897808424122E-2,"","","","","","","","",0.99999999999999989,null,null,null,null,null,null,{"$f":"IF(V168=0,\"\",V168)","v":0.66870207607180931},0.13747908231077521,7.0736447297839497E-2,2.5734897808424122E-2,"","","","","","","",""]
[42,{"$f":"A169","v":42},{"$f":"A169","v":42},48,null,null,null,{"$f":"C15","v":313.39699999999999},{"$f":"T157+T159+T161+T163","v":2987.133377867},{"$f":"J15","v":0},{"$f":"I15","v":8.7535008365000024},3309.2838787034998,{"$f":"H15","v":19.774487040000004},{"$f":"L15","v":0},0,{"$f":"SUM(M169:O169)","v":19.774487040000004},19.774487040000004,0,{"$f":"L169-Q169-R169","v":3289.5093916634996},{"$f":"IF(S169<0,0,S169)","v":3289.5093916634996},{"$f":"K169+H169","v":322.15050083649999},{"$f":"T157","v":2212.9250000000002},{"$f":"+T159","v":454.95731074999998},{"$f":"+T161","v":234.08698467950001},{"$f":"+T163","v":85.164082437499985},null,null,null,null,null,null,null,{"$f":"J169","v":0},3309.2838787035002,{"$f":"+Q169","v":19.774487040000004},{"$f":"(AI181+R181+AJ181)*W180","v":3289.0744968931031},{"$f":"(AI169+R169+AJ169)*U168","v":322.10816491935606},{"$f":"IF(AG169>0,(AI169+R169+AJ169)*AG168,\"\")","v":""},{"$f":"SUM(AI169:AK169)","v":3630.9571488524593},{"$f":"IF(AN168=\"\",\"\",$AM169*AN168)","v":""},2428.0285835654172,499.18065673398496,256.84100900051556,93.442311172485063,"","","","","","","","",{"$f":"SUM(AN169:AZ169)","v":3277.4925604724026},{"$f":"+U169","v":322.15050083649999},{"$f":"IF(D169=\"MAR\",IF((BB169-AJ169)<0,0,BB169-AJ169),IF(D169=\"C\",IF((BB169-AJ169)<0,0,BB169-AJ169),IF((BB169-AK169)<0,0,BB169-AK169)))","v":4.2335917143930146E-2},{"$f":"IF(AG169=0,\"\",IF(AG169-AL169<0,0,AG169-AL169))","v":""},{"$f":"IF(D169=\"MAR\",0,IF(D169=\"C\",0,AJ169))","v":3289.0744968931031},{"$f":"IF(T169-BE169<0,0,T169-BE169)","v":0.43489477039656776},{"$f":"IF(D169=\"MAR\",IF(AI169+R169+AJ169=0,\"Infinito\",(I169+U169+AG169)/(AI169+R169)),IF(D169=\"C\",IF(AI169+R169+AJ169=0,\"Infinito\",(I169+U169+AG169)/(AI169+R169)),IF(AI169+R169+AJ169=0,\"Infinito\",(I169+U169+AG169)/(AI169+R169+AJ169))))","v":1.0001314338528318},{"$f":"IF(BG169<1.4,\"1\", IF(BG169<3,\"2\", IF(BG169<9,\"3\", \"4\")))","v":"1"},{"$f":"IF(BG169<1.4,\"ROJO\", IF(BG169<3,\"AMARILLO\", IF(BG169<9,\"VERDE\", \"AZUL\")))","v":"ROJO"},{"$f":"IF(BG169<1.4,\"Déficit\", IF(BG169<3,\"Equilibrio\", IF(BG169<9,\"Disponibilidad\", \"Abundante\")))","v":"Déficit"},{"$f":"IF(I169+U169+AG169<=0,0,I169+U169+AG169)","v":3309.2838787034998},{"$f":"IF(D169=\"MAR\",AI169+R169,IF(D169=\"C\",AI169+R169,AI169+R169+AJ169))","v":3308.8489839331032},{"$f":"BK169/BL169","v":1.0001314338528318},{"$f":"IF(BM169-BG169=0,\"\",\"CHECAR\")","v":""}]
[null,null,null,null,null,null,null,null,null,null,null,null,null,null,null,null,null,null,null,null,{"$f":"IF(U171=0,\"\",U171/(SUM($U171:$AG171)))","v":0.37171398683542828},0.62828601316457178,"","","","","","","","","","","",1,null,null,null,null,null,{"$f":"IF(U170=0,\"\",U170)","v":0.37171398683542828},0.62828601316457178,"","","","","","","","","","",""]
[43,{"$f":"A171","v":43},{"$f":"A171","v":43},48,null,null,null,{"$f":"C16","v":167.92},{"$f":"T165","v":313.85425329550003},{"$f":"J16","v":0},{"$f":"I16","v":17.766157790000001},499.54041108550001,{"$f":"H16","v":89.147985559999995},{"$f":"L16","v":0},0,{"$f":"SUM(M171:O171)","v":89.147985559999995},89.147985559999995,0,{"$f":"L171-Q171-R171","v":410.39242552550002},{"$f":"IF(S171<0,0,S171)","v":410.39242552550002},{"$f":"K171+H171","v":185.68615778999998},{"$f":"T165","v":313.85425329550003},null,null,null,null,null,null,null,null,null,null,{"$f":"J171","v":0},499.54041108550001,{"$f":"+Q171","v":89.147985559999995},{"$f":"IF(X180=\"\",0,(AI181+R181+AJ181)*X180)","v":410.3381689484786},{"$f":"(AI171+R171+AJ171)*U170","v":185.66598986144331},{"$f":"IF(AG171>0,(AI171+R171+AJ171)*AG170,\"\")","v":""},{"$f":"SUM(AI171:AK171)","v":685.15214436992187},{"$f":"IF(AN170=\"\",\"\",$AM171*AN170)","v":254.68063517258659},430.47150919733531,"","","","","","","","","","","",{"$f":"SUM(AN171:AZ171)","v":685.15214436992187},{"$f":"+U171","v":185.68615778999998},{"$f":"IF(D171=\"MAR\",IF((BB171-AJ171)<0,0,BB171-AJ171),IF(D171=\"C\",IF((BB171-AJ171)<0,0,BB171-AJ171),IF((BB171-AK171)<0,0,BB171-AK171)))","v":2.0167928556674042E-2},{"$f":"IF(AG171=0,\"\",IF(AG171-AL171<0,0,AG171-AL171))","v":""},{"$f":"IF(D171=\"MAR\",0,IF(D171=\"C\",0,AJ171))","v":410.3381689484786},{"$f":"IF(T171-BE171<0,0,T171-BE171)","v":5.4256577021419616E-2},{"$f":"IF(D171=\"MAR\",IF(AI171+R171+AJ171=0,\"Infinito\",(I171+U171+AG171)/(AI171+R171)),IF(D171=\"C\",IF(AI171+R171+AJ171=0,\"Infinito\",(I171+U171+AG171)/(AI171+R171)),IF(AI171+R171+AJ171=0,\"Infinito\",(I171+U171+AG171)/(AI171+R171+AJ171))))","v":1.0001086247867568},{"$f":"IF(BG171<1.4,\"1\", IF(BG171<3,\"2\", IF(BG171<9,\"3\", \"4\")))","v":"1"},{"$f":"IF(BG171<1.4,\"ROJO\", IF(BG171<3,\"AMARILLO\", IF(BG171<9,\"VERDE\", \"AZUL\")))","v":"ROJO"},{"$f":"IF(BG171<1.4,\"Déficit\", IF(BG171<3,\"Equilibrio\", IF(BG171<9,\"Disponibilidad\", \"Abundante\")))","v":"Déficit"},{"$f":"IF(I171+U171+AG171<=0,0,I171+U171+AG171)","v":499.54041108550001},{"$f":"IF(D171=\"MAR\",AI171+R171,IF(D171=\"C\",AI171+R171,AI171+R171+AJ171))","v":499.48615450847859},{"$f":"BK171/BL171","v":1.0001086247867568},{"$f":"IF(BM171-BG171=0,\"\",\"CHECAR\")","v":""}]
[null,null,null,null,null,null,null,null,null,null,null,null,null,null,null,null,null,null,null,null,{"$f":"IF(U173=0,\"\",U173/(SUM($U173:$AG173)))","v":1},"","","","","","","","","","","","",1,null,null,null,null,null,{"$f":"IF(U172=0,\"\",U172)","v":1},"","","","","","","","","","","","",1]
[44,{"$f":"A173","v":44},{"$f":"A173","v":44},48,null,null,null,{"$f":"C17","v":512.85500000000002},null,{"$f":"J17","v":0},{"$f":"I17","v":40.269289148999995},553.12428914899999,{"$f":"H17","v":181.97119059799996},{"$f":"L17","v":0},0,{"$f":"SUM(M173:O173)","v":181.97119059799996},181.97119059799996,0,{"$f":"L173-Q173-R173","v":371.15309855100003},{"$f":"IF(S173<0,0,S173)","v":371.15309855100003},{"$f":"K173+H173","v":553.12428914899999},null,null,null,null,null,null,null,null,null,null,null,{"$f":"J173","v":0},553.12428914899999,{"$f":"+Q173","v":181.97119059799996},{"$f":"(AI181+R181+AJ181)*Y180","v":371.10402967100669},{"$f":"(AI173+R173+AJ173)*U172","v":553.07522026900665},{"$f":"IF(AG173>0,(AI173+R173+AJ173)*AG172,\"\")","v":""},{"$f":"SUM(AI173:AK173)","v":1106.1504405380133},{"$f":"IF(AN172=\"\",\"\",$AM173*AN172)","v":1106.1504405380133},"","","","","","","","","","","","",1106.1504405380133,{"$f":"+U173","v":553.12428914899999},{"$f":"IF(D173=\"MAR\",IF((BB173-AJ173)<0,0,BB173-AJ173),IF(D173=\"C\",IF((BB173-AJ173)<0,0,BB173-AJ173),IF((BB173-AK173)<0,0,BB173-AK173)))","v":4.9068879993342307E-2},{"$f":"IF(AG173=0,\"\",IF(AG173-AL173<0,0,AG173-AL173))","v":""},{"$f":"IF(D173=\"MAR\",0,IF(D173=\"C\",0,AJ173))","v":371.10402967100669},{"$f":"IF(T173-BE173<0,0,T173-BE173)","v":4.9068879993342307E-2},{"$f":"IF(D173=\"MAR\",IF(AI173+R173+AJ173=0,\"Infinito\",(I173+U173+AG173)/(AI173+R173)),IF(D173=\"C\",IF(AI173+R173+AJ173=0,\"Infinito\",(I173+U173+AG173)/(AI173+R173)),IF(AI173+R173+AJ173=0,\"Infinito\",(I173+U173+AG173)/(AI173+R173+AJ173))))","v":1.000088720083987},{"$f":"IF(BG173<1.4,\"1\", IF(BG173<3,\"2\", IF(BG173<9,\"3\", \"4\")))","v":"1"},{"$f":"IF(BG173<1.4,\"ROJO\", IF(BG173<3,\"AMARILLO\", IF(BG173<9,\"VERDE\", \"AZUL\")))","v":"ROJO"},{"$f":"IF(BG173<1.4,\"Déficit\", IF(BG173<3,\"Equilibrio\", IF(BG173<9,\"Disponibilidad\", \"Abundante\")))","v":"Déficit"},{"$f":"IF(I173+U173+AG173<=0,0,I173+U173+AG173)","v":553.12428914899999},{"$f":"IF(D173=\"MAR\",AI173+R173,IF(D173=\"C\",AI173+R173,AI173+R173+AJ173))","v":553.07522026900665},{"$f":"BK173/BL173","v":1.000088720083987},{"$f":"IF(BM173-BG173=0,\"\",\"CHECAR\")","v":""}]
[null,null,null,null,null,null,null,null,null,null,null,null,null,null,null,null,null,null,null,null,{"$f":"IF(U175=0,\"\",U175/(SUM($U175:$AG175)))","v":1},"","","","","","","","","","","","",1,null,null,null,null,null,{"$f":"IF(U174=0,\"\",U174)","v":1},"","","","","","","","","","","","",1]
[45,{"$f":"A175","v":45},{"$f":"A175","v":45},48,null,null,null,{"$f":"C18","v":348.6},null,{"$f":"J18","v":0},{"$f":"I18","v":0.15983442000000003},348.75983442,{"$f":"H18","v":0.73587256000000001},{"$f":"L18","v":0},0,{"$f":"SUM(M175:O175)","v":0.73587256000000001},0.73587256000000001,0,{"$f":"L175-Q175-R175","v":348.02396185999999},{"$f":"IF(S175<0,0,S175)","v":348.02396185999999},{"$f":"K175+H175","v":348.75983442},null,null,null,null,null,null,null,null,null,null,null,{"$f":"J175","v":0},348.75983442,{"$f":"+Q175","v":0.73587256000000001},{"$f":"(AI181+R181+AJ181)*Z180","v":347.97795080395338},{"$f":"(AI175+R175+AJ175)*U174","v":348.7138233639534},{"$f":"IF(AG175>0,(AI175+R175+AJ175)*AG174,\"\")","v":""},{"$f":"SUM(AI175:AK175)","v":697.42764672790679},{"$f":"IF(AN174=\"\",\"\",$AM175*AN174)","v":697.42764672790679},"","","","","","","","","","","","",697.42764672790679,{"$f":"+U175","v":348.75983442},{"$f":"IF(D175=\"MAR\",IF((BB175-AJ175)<0,0,BB175-AJ175),IF(D175=\"C\",IF((BB175-AJ175)<0,0,BB175-AJ175),IF((BB175-AK175)<0,0,BB175-AK175)))","v":4.6011056046609156E-2},{"$f":"IF(AG175=0,\"\",IF(AG175-AL175<0,0,AG175-AL175))","v":""},{"$f":"IF(D175=\"MAR\",0,IF(D175=\"C\",0,AJ175))","v":347.97795080395338},{"$f":"IF(T175-BE175<0,0,T175-BE175)","v":4.6011056046609156E-2},{"$f":"IF(D175=\"MAR\",IF(AI175+R175+AJ175=0,\"Infinito\",(I175+U175+AG175)/(AI175+R175)),IF(D175=\"C\",IF(AI175+R175+AJ175=0,\"Infinito\",(I175+U175+AG175)/(AI175+R175)),IF(AI175+R175+AJ175=0,\"Infinito\",(I175+U175+AG175)/(AI175+R175+AJ175))))","v":1.0001319450304629},{"$f":"IF(BG175<1.4,\"1\", IF(BG175<3,\"2\", IF(BG175<9,\"3\", \"4\")))","v":"1"},{"$f":"IF(BG175<1.4,\"ROJO\", IF(BG175<3,\"AMARILLO\", IF(BG175<9,\"VERDE\", \"AZUL\")))","v":"ROJO"},{"$f":"IF(BG175<1.4,\"Déficit\", IF(BG175<3,\"Equilibrio\", IF(BG175<9,\"Disponibilidad\", \"Abundante\")))","v":"Déficit"},{"$f":"IF(I175+U175+AG175<=0,0,I175+U175+AG175)","v":348.75983442},{"$f":"IF(D175=\"MAR\",AI175+R175,IF(D175=\"C\",AI175+R175,AI175+R175+AJ175))","v":348.7138233639534},{"$f":"BK175/BL175","v":1.0001319450304629},{"$f":"IF(BM175-BG175=0,\"\",\"CHECAR\")","v":""}]
[null,null,null,null,null,null,null,null,null,null,null,null,null,null,null,null,null,null,null,null,{"$f":"IF(U177=0,\"\",U177/(SUM($U177:$AG177)))","v":1},"","","","","","","","","","","","",1,null,null,null,null,null,{"$f":"IF(U176=0,\"\",U176)","v":1},"","","","","","","","","","","","",1]
[46,{"$f":"A177","v":46},{"$f":"A177","v":46},48,null,null,null,{"$f":"C19","v":367.05700000000002},null,{"$f":"J19","v":0},{"$f":"I19","v":3.6726819550000003},370.72968195499999,{"$f":"H19","v":16.258184549999999},{"$f":"L19","v":0},0,{"$f":"SUM(M177:O177)","v":16.258184549999999},16.258184549999999,0,{"$f":"L177-Q177-R177","v":354.47149740499998},{"$f":"IF(S177<0,0,S177)","v":354.47149740499998},{"$f":"K177+H177","v":370.72968195499999},null,null,null,null,null,null,null,null,null,null,null,{"$f":"J177","v":0},370.72968195499999,{"$f":"+Q177","v":16.258184549999999},{"$f":"(AI181+R181+AJ181)*AA180","v":354.4246339423612},{"$f":"(AI177+R177+AJ177)*U176","v":370.68281849236121},{"$f":"IF(AG177>0,(AI177+R177+AJ177)*AG176,\"\")","v":""},{"$f":"SUM(AI177:AK177)","v":741.36563698472241},{"$f":"IF(AN176=\"\",\"\",$AM177*AN176)","v":741.36563698472241},"","","","","","","","","","","","",741.36563698472241,{"$f":"+U177","v":370.72968195499999},{"$f":"IF(D177=\"MAR\",IF((BB177-AJ177)<0,0,BB177-AJ177),IF(D177=\"C\",IF((BB177-AJ177)<0,0,BB177-AJ177),IF((BB177-AK177)<0,0,BB177-AK177)))","v":4.6863462638782494E-2},{"$f":"IF(AG177=0,\"\",IF(AG177-AL177<0,0,AG177-AL177))","v":""},{"$f":"IF(D177=\"MAR\",0,IF(D177=\"C\",0,AJ177))","v":354.4246339423612},{"$f":"IF(T177-BE177<0,0,T177-BE177)","v":4.6863462638782494E-2},{"$f":"IF(D177=\"MAR\",IF(AI177+R177+AJ177=0,\"Infinito\",(I177+U177+AG177)/(AI177+R177)),IF(D177=\"C\",IF(AI177+R177+AJ177=0,\"Infinito\",(I177+U177+AG177)/(AI177+R177)),IF(AI177+R177+AJ177=0,\"Infinito\",(I177+U177+AG177)/(AI177+R177+AJ177))))","v":1.0001264246959958},{"$f":"IF(BG177<1.4,\"1\", IF(BG177<3,\"2\", IF(BG177<9,\"3\", \"4\")))","v":"1"},{"$f":"IF(BG177<1.4,\"ROJO\", IF(BG177<3,\"AMARILLO\", IF(BG177<9,\"VERDE\", \"AZUL\")))","v":"ROJO"},{"$f":"IF(BG177<1.4,\"Déficit\", IF(BG177<3,\"Equilibrio\", IF(BG177<9,\"Disponibilidad\", \"Abundante\")))","v":"Déficit"},{"$f":"IF(I177+U177+AG177<=0,0,I177+U177+AG177)","v":370.72968195499999},{"$f":"IF(D177=\"MAR\",AI177+R177,IF(D177=\"C\",AI177+R177,AI177+R177+AJ177))","v":370.68281849236121},{"$f":"BK177/BL177","v":1.0001264246959958},{"$f":"IF(BM177-BG177=0,\"\",\"CHECAR\")","v":""}]
[null,null,null,null,null,null,null,null,null,null,null,null,null,null,null,null,null,null,null,null,{"$f":"IF(U179=0,\"\",U179/(SUM($U179:$AG179)))","v":1},"","","","","","","","","","","","",{"$f":"SUM(U178:AG178)","v":1},null,null,null,null,null,{"$f":"IF(U178=0,\"\",U178)","v":1},"","","","","","","","","","","","",1]
[47,{"$f":"A179","v":47},{"$f":"A179","v":47},48,null,null,null,{"$f":"C20","v":543.71400000000006},null,{"$f":"J20","v":0},{"$f":"I20","v":5.4522856525000005},549.16628565250005,{"$f":"H20","v":8.0668849100000006},{"$f":"L20","v":0},0,{"$f":"SUM(M179:O179)","v":8.0668849100000006},8.0668849100000006,0,{"$f":"L179-Q179-R179","v":541.09940074250005},{"$f":"IF(S179<0,0,S179)","v":541.09940074250005},{"$f":"K179+H179","v":549.16628565250005},null,null,null,null,null,null,null,null,null,null,null,{"$f":"J179","v":0},{"$f":"SUM(U179:AG179)","v":549.16628565250005},{"$f":"+Q179","v":8.0668849100000006},{"$f":"(AI181+R181+AJ181)*AB180","v":541.02786384394483},{"$f":"(AI179+R179+AJ179)*U178","v":549.09474875394483},{"$f":"IF(AG179>0,(AI179+R179+AJ179)*AG178,\"\")","v":""},{"$f":"SUM(AI179:AK179)","v":1098.1894975078897},{"$f":"IF(AN178=\"\",\"\",$AM179*AN178)","v":1098.1894975078897},"","","","","","","","","","","","",1098.1894975078897,{"$f":"+U179","v":549.16628565250005},{"$f":"IF(D179=\"MAR\",IF((BB179-AJ179)<0,0,BB179-AJ179),IF(D179=\"C\",IF((BB179-AJ179)<0,0,BB179-AJ179),IF((BB179-AK179)<0,0,BB179-AK179)))","v":7.1536898555223161E-2},{"$f":"IF(AG179=0,\"\",IF(AG179-AL179<0,0,AG179-AL179))","v":""},{"$f":"IF(D179=\"MAR\",0,IF(D179=\"C\",0,AJ179))","v":541.02786384394483},{"$f":"IF(T179-BE179<0,0,T179-BE179)","v":7.1536898555223161E-2},{"$f":"IF(D179=\"MAR\",IF(AI179+R179+AJ179=0,\"Infinito\",(I179+U179+AG179)/(AI179+R179)),IF(D179=\"C\",IF(AI179+R179+AJ179=0,\"Infinito\",(I179+U179+AG179)/(AI179+R179)),IF(AI179+R179+AJ179=0,\"Infinito\",(I179+U179+AG179)/(AI179+R179+AJ179))))","v":1.0001302815201156},{"$f":"IF(BG179<1.4,\"1\", IF(BG179<3,\"2\", IF(BG179<9,\"3\", \"4\")))","v":"1"},{"$f":"IF(BG179<1.4,\"ROJO\", IF(BG179<3,\"AMARILLO\", IF(BG179<9,\"VERDE\", \"AZUL\")))","v":"ROJO"},{"$f":"IF(BG179<1.4,\"Déficit\", IF(BG179<3,\"Equilibrio\", IF(BG179<9,\"Disponibilidad\", \"Abundante\")))","v":"Déficit"},{"$f":"IF(I179+U179+AG179<=0,0,I179+U179+AG179)","v":549.16628565250005},{"$f":"IF(D179=\"MAR\",AI179+R179,IF(D179=\"C\",AI179+R179,AI179+R179+AJ179))","v":549.09474875394483},{"$f":"BK179/BL179","v":1.0001302815201156},{"$f":"IF(BM179-BG179=0,\"\",\"CHECAR\")","v":""}]
[null,null,null,null,null,null,null,null,null,null,null,null,null,null,null,null,null,null,null,null,{"$f":"IF(U181=0,\"\",U181/(SUM($U181:$AG181)))","v":0.42162728985615422},0.14106271753933014,0.27067358874809794,3.3768680184813035E-2,3.0539916199774853E-2,2.8636761143077359E-2,2.9167289369860606E-2,4.4523756958891804E-2,"","","","","",{"$f":"SUM(U180:AG180)","v":0.99999999999999989},null,null,null,null,null,{"$f":"IF(U180=0,\"\",U180)","v":0.42162728985615422},0.14106271753933014,0.27067358874809794,3.3768680184813035E-2,3.0539916199774853E-2,2.8636761143077359E-2,2.9167289369860606E-2,4.4523756958891804E-2,"","","","","",0.99999999999999989]
[48,{"$f":"A181","v":48},{"$f":"A181","v":48},53,null,null,null,{"$f":"C21","v":5073.8388784430908},{"$f":"T167+T169+T171+T173+T175+T177+T179","v":7028.9918964744993},{"$f":"J21","v":0},{"$f":"I21","v":50.218242084500005},12153.049017002091,{"$f":"H21","v":9454.9118367299998},{"$f":"L21","v":837.55200000000002},0,{"$f":"SUM(M181:O181)","v":10292.463836729999},10292.463836729999,0,{"$f":"L181-Q181-R181","v":1860.5851802720917},{"$f":"IF(S181<0,0,S181)","v":1860.5851802720917},{"$f":"K181+H181","v":5124.057120527591},{"$f":"T167","v":1714.3421207269998},{"$f":"+T169","v":3289.5093916634996},{"$f":"+T171","v":410.39242552550002},{"$f":"+T173","v":371.15309855100003},{"$f":"+T175","v":348.02396185999999},{"$f":"+T177","v":354.47149740499998},{"$f":"+T179","v":541.09940074250005},null,null,null,null,{"$f":"J181","v":0},{"$f":"SUM(U181:AG181)","v":12153.049017002091},{"$f":"+Q181","v":10292.463836729999},{"$f":"(AI191+R191+AJ191)*V190","v":1858.9784672846583},{"$f":"(AI181+R181+AJ181)*U180","v":5123.3796864851229},{"$f":"IF(AG181>0,(AI181+R181+AJ181)*AG180,\"\")","v":""},{"$f":"SUM(AI181:AK181)","v":17274.821990499782},{"$f":"IF(AN180=\"\",\"\",$AM181*AN180)","v":7283.5363786019188},2436.8333349880795,4675.8380631531363,583.34793904676246,527.57161595589116,494.69495113112242,503.85973180973855,769.13997581313185,"","","","","",17274.821990499779,{"$f":"+U181","v":5124.057120527591},{"$f":"IF(D181=\"MAR\",IF((BB181-AJ181)<0,0,BB181-AJ181),IF(D181=\"C\",IF((BB181-AJ181)<0,0,BB181-AJ181),IF((BB181-AK181)<0,0,BB181-AK181)))","v":0.67743404246812133},{"$f":"IF(AG181=0,\"\",IF(AG181-AL181<0,0,AG181-AL181))","v":""},{"$f":"IF(D181=\"MAR\",0,IF(D181=\"C\",0,AJ181))","v":1858.9784672846583},{"$f":"IF(T181-BE181<0,0,T181-BE181)","v":1.6067129874334114},{"$f":"IF(D181=\"MAR\",IF(AI181+R181+AJ181=0,\"Infinito\",(I181+U181+AG181)/(AI181+R181)),IF(D181=\"C\",IF(AI181+R181+AJ181=0,\"Infinito\",(I181+U181+AG181)/(AI181+R181)),IF(AI181+R181+AJ181=0,\"Infinito\",(I181+U181+AG181)/(AI181+R181+AJ181))))","v":1.0001322240559791},{"$f":"IF(BG181<1.4,\"1\", IF(BG181<3,\"2\", IF(BG181<9,\"3\", \"4\")))","v":"1"},{"$f":"IF(BG181<1.4,\"ROJO\", IF(BG181<3,\"AMARILLO\", IF(BG181<9,\"VERDE\", \"AZUL\")))","v":"ROJO"},{"$f":"IF(BG181<1.4,\"Déficit\", IF(BG181<3,\"Equilibrio\", IF(BG181<9,\"Disponibilidad\", \"Abundante\")))","v":"Déficit"},{"$f":"IF(I181+U181+AG181<=0,0,I181+U181+AG181)","v":12153.049017002089},{"$f":"IF(D181=\"MAR\",AI181+R181,IF(D181=\"C\",AI181+R181,AI181+R181+AJ181))","v":12151.442304014658},{"$f":"BK181/BL181","v":1.0001322240559791},{"$f":"IF(BM181-BG181=0,\"\",\"CHECAR\")","v":""}]
[null,null,null,null,null,null,null,null,null,null,null,null,null,null,null,null,null,null,null,null,{"$f":"IF(U183=0,\"\",U183/(SUM($U183:$AG183)))","v":1},"","","","","","","","","","","","",{"$f":"SUM(U182:AG182)","v":1},null,null,null,null,null,{"$f":"IF(U182=0,\"\",U182)","v":1},"","","","","","","","","","","","",1]
[49,{"$f":"A183","v":49},{"$f":"A183","v":49},53,null,null,null,{"$f":"C22","v":120.669},null,{"$f":"J22","v":0},{"$f":"I22","v":3.382783847999999},124.051783848,{"$f":"H22","v":11.872726180000001},{"$f":"L22","v":0},0,{"$f":"SUM(M183:O183)","v":11.872726180000001},11.872726180000001,0,{"$f":"L183-Q183-R183","v":112.179057668},{"$f":"IF(S183<0,0,S183)","v":112.179057668},{"$f":"K183+H183","v":124.051783848},null,null,null,null,null,null,null,null,null,null,null,{"$f":"J183","v":0},{"$f":"SUM(U183:AG183)","v":124.051783848},{"$f":"+Q183","v":11.872726180000001},{"$f":"(AI191+R191+AJ191)*W190","v":112.08218516208933},{"$f":"(AI183+R183+AJ183)*U182","v":123.95491134208933},{"$f":"IF(AG183>0,(AI183+R183+AJ183)*AG182,\"\")","v":""},{"$f":"SUM(AI183:AK183)","v":247.90982268417866},{"$f":"IF(AN182=\"\",\"\",$AM183*AN182)","v":247.90982268417866},"","","","","","","","","","","","",247.90982268417866,{"$f":"+U183","v":124.051783848},{"$f":"IF(D183=\"MAR\",IF((BB183-AJ183)<0,0,BB183-AJ183),IF(D183=\"C\",IF((BB183-AJ183)<0,0,BB183-AJ183),IF((BB183-AK183)<0,0,BB183-AK183)))","v":9.6872505910667428E-2},{"$f":"IF(AG183=0,\"\",IF(AG183-AL183<0,0,AG183-AL183))","v":""},{"$f":"IF(D183=\"MAR\",0,IF(D183=\"C\",0,AJ183))","v":112.08218516208933},{"$f":"IF(T183-BE183<0,0,T183-BE183)","v":9.6872505910667428E-2},{"$f":"IF(D183=\"MAR\",IF(AI183+R183+AJ183=0,\"Infinito\",(I183+U183+AG183)/(AI183+R183)),IF(D183=\"C\",IF(AI183+R183+AJ183=0,\"Infinito\",(I183+U183+AG183)/(AI183+R183)),IF(AI183+R183+AJ183=0,\"Infinito\",(I183+U183+AG183)/(AI183+R183+AJ183))))","v":1.0007815140591187},{"$f":"IF(BG183<1.4,\"1\", IF(BG183<3,\"2\", IF(BG183<9,\"3\", \"4\")))","v":"1"},{"$f":"IF(BG183<1.4,\"ROJO\", IF(BG183<3,\"AMARILLO\", IF(BG183<9,\"VERDE\", \"AZUL\")))","v":"ROJO"},{"$f":"IF(BG183<1.4,\"Déficit\", IF(BG183<3,\"Equilibrio\", IF(BG183<9,\"Disponibilidad\", \"Abundante\")))","v":"Déficit"},{"$f":"IF(I183+U183+AG183<=0,0,I183+U183+AG183)","v":124.051783848},{"$f":"IF(D183=\"MAR\",AI183+R183,IF(D183=\"C\",AI183+R183,AI183+R183+AJ183))","v":123.95491134208933},{"$f":"BK183/BL183","v":1.0007815140591187},{"$f":"IF(BM183-BG183=0,\"\",\"CHECAR\")","v":""}]
[null,null,null,null,null,null,null,null,null,null,null,null,null,null,null,null,null,null,null,null,{"$f":"IF(U185=0,\"\",U185/(SUM($U185:$AG185)))","v":1},"","","","","","","","","","","","",1,null,null,null,null,null,{"$f":"IF(U184=0,\"\",U184)","v":1},"","","","","","","","","","","","",1]
[50,{"$f":"A185","v":50},{"$f":"A185","v":50},53,null,null,null,{"$f":"C23","v":66.248999999999995},null,{"$f":"J23","v":0},{"$f":"I23","v":3.2442624370000201},69.493262437000013,{"$f":"H23","v":105.70110147999999},{"$f":"L23","v":0},0,{"$f":"SUM(M185:O185)","v":105.70110147999999},105.70110147999999,0,{"$f":"L185-Q185-R185","v":-36.207839042999979},{"$f":"IF(S185<0,0,S185)","v":0},{"$f":"K185+H185","v":69.493262437000013},null,null,null,null,null,null,null,null,null,null,null,{"$f":"J185","v":0},69.493262437000013,{"$f":"+Q185","v":105.70110147999999},{"$f":"(AI191+R191+AJ191)*X190","v":0},{"$f":"(AI185+R185+AJ185)*U184","v":105.70110147999999},{"$f":"IF(AG185>0,(AI185+R185+AJ185)*AG184,\"\")","v":""},{"$f":"SUM(AI185:AK185)","v":211.40220295999998},{"$f":"IF(AN184=\"\",\"\",$AM185*AN184)","v":211.40220295999998},"","","","","","","","","","","","",211.40220295999998,{"$f":"+U185","v":69.493262437000013},{"$f":"IF(D185=\"MAR\",IF((BB185-AJ185)<0,0,BB185-AJ185),IF(D185=\"C\",IF((BB185-AJ185)<0,0,BB185-AJ185),IF((BB185-AK185)<0,0,BB185-AK185)))","v":0},{"$f":"IF(AG185=0,\"\",IF(AG185-AL185<0,0,AG185-AL185))","v":""},{"$f":"IF(D185=\"MAR\",0,IF(D185=\"C\",0,AJ185))","v":0},{"$f":"IF(T185-BE185<0,0,T185-BE185)","v":0},{"$f":"IF(D185=\"MAR\",IF(AI185+R185+AJ185=0,\"Infinito\",(I185+U185+AG185)/(AI185+R185)),IF(D185=\"C\",IF(AI185+R185+AJ185=0,\"Infinito\",(I185+U185+AG185)/(AI185+R185)),IF(AI185+R185+AJ185=0,\"Infinito\",(I185+U185+AG185)/(AI185+R185+AJ185))))","v":0.65745069317133875},{"$f":"IF(BG185<1.4,\"1\", IF(BG185<3,\"2\", IF(BG185<9,\"3\", \"4\")))","v":"1"},{"$f":"IF(BG185<1.4,\"ROJO\", IF(BG185<3,\"AMARILLO\", IF(BG185<9,\"VERDE\", \"AZUL\")))","v":"ROJO"},{"$f":"IF(BG185<1.4,\"Déficit\", IF(BG185<3,\"Equilibrio\", IF(BG185<9,\"Disponibilidad\", \"Abundante\")))","v":"Déficit"},{"$f":"IF(I185+U185+AG185<=0,0,I185+U185+AG185)","v":69.493262437000013},{"$f":"IF(D185=\"MAR\",AI185+R185,IF(D185=\"C\",AI185+R185,AI185+R185+AJ185))","v":105.70110147999999},{"$f":"BK185/BL185","v":0.65745069317133875},{"$f":"IF(BM185-BG185=0,\"\",\"CHECAR\")","v":""}]
[null,null,null,null,null,null,null,null,null,null,null,null,null,null,null,null,null,null,null,null,{"$f":"IF(U187=0,\"\",U187/(SUM($U187:$AG187)))","v":1},"","","","","","","","","","","","",1,null,null,null,null,null,{"$f":"IF(U186=0,\"\",U186)","v":1},"","","","","","","","","","","","",1]
[51,{"$f":"A187","v":51},{"$f":"A187","v":51},53,null,null,null,{"$f":"C24","v":392.34699999999998},null,{"$f":"J24","v":0},{"$f":"I24","v":6.9133857959999929},399.26038579599998,{"$f":"H24","v":30.661810199999984},{"$f":"L24","v":0},0,{"$f":"SUM(M187:O187)","v":30.661810199999984},30.661810199999984,0,{"$f":"L187-Q187-R187","v":368.59857559599999},{"$f":"IF(S187<0,0,S187)","v":368.59857559599999},{"$f":"K187+H187","v":399.26038579599998},null,null,null,null,null,null,null,null,null,null,null,{"$f":"J187","v":0},399.26038579599998,{"$f":"+Q187","v":30.661810199999984},{"$f":"(AI191+R191+AJ191)*Y190","v":368.28027137384504},{"$f":"(AI187+R187+AJ187)*U186","v":398.94208157384503},{"$f":"IF(AG187>0,(AI187+R187+AJ187)*AG186,\"\")","v":""},{"$f":"SUM(AI187:AK187)","v":797.88416314769006},{"$f":"IF(AN186=\"\",\"\",$AM187*AN186)","v":797.88416314769006},"","","","","","","","","","","","",797.88416314769006,{"$f":"+U187","v":399.26038579599998},{"$f":"IF(D187=\"MAR\",IF((BB187-AJ187)<0,0,BB187-AJ187),IF(D187=\"C\",IF((BB187-AJ187)<0,0,BB187-AJ187),IF((BB187-AK187)<0,0,BB187-AK187)))","v":0.31830422215494991},{"$f":"IF(AG187=0,\"\",IF(AG187-AL187<0,0,AG187-AL187))","v":""},{"$f":"IF(D187=\"MAR\",0,IF(D187=\"C\",0,AJ187))","v":368.28027137384504},{"$f":"IF(T187-BE187<0,0,T187-BE187)","v":0.31830422215494991},{"$f":"IF(D187=\"MAR\",IF(AI187+R187+AJ187=0,\"Infinito\",(I187+U187+AG187)/(AI187+R187)),IF(D187=\"C\",IF(AI187+R187+AJ187=0,\"Infinito\",(I187+U187+AG187)/(AI187+R187)),IF(AI187+R187+AJ187=0,\"Infinito\",(I187+U187+AG187)/(AI187+R187+AJ187))))","v":1.0007978707608363},{"$f":"IF(BG187<1.4,\"1\", IF(BG187<3,\"2\", IF(BG187<9,\"3\", \"4\")))","v":"1"},{"$f":"IF(BG187<1.4,\"ROJO\", IF(BG187<3,\"AMARILLO\", IF(BG187<9,\"VERDE\", \"AZUL\")))","v":"ROJO"},{"$f":"IF(BG187<1.4,\"Déficit\", IF(BG187<3,\"Equilibrio\", IF(BG187<9,\"Disponibilidad\", \"Abundante\")))","v":"Déficit"},{"$f":"IF(I187+U187+AG187<=0,0,I187+U187+AG187)","v":399.26038579599998},{"$f":"IF(D187=\"MAR\",AI187+R187,IF(D187=\"C\",AI187+R187,AI187+R187+AJ187))","v":398.94208157384503},{"$f":"BK187/BL187","v":1.0007978707608363},{"$f":"IF(BM187-BG187=0,\"\",\"CHECAR\")","v":""}]
[null,null,null,null,null,null,null,null,null,null,null,null,null,null,null,null,null,null,null,null,{"$f":"IF(U189=0,\"\",U189/(SUM($U189:$AG189)))","v":1},"","","","","","","","","","","","",1,null,null,null,null,null,{"$f":"IF(U188=0,\"\",U188)","v":1},"","","","","","","","","","","","",1]
[52,{"$f":"A189","v":52},{"$f":"A189","v":52},53,null,null,null,{"$f":"C25","v":492.21899999999999},null,{"$f":"J25","v":0},{"$f":"I25","v":6.9764499819999903},499.19544998199996,{"$f":"H25","v":33.497779749999992},{"$f":"L25","v":0},0,{"$f":"SUM(M189:O189)","v":33.497779749999992},33.497779749999992,0,{"$f":"L189-Q189-R189","v":465.69767023199995},{"$f":"IF(S189<0,0,S189)","v":465.69767023199995},{"$f":"K189+H189","v":499.19544998199996},null,null,null,null,null,null,null,null,null,null,null,{"$f":"J189","v":0},499.19544998199996,{"$f":"+Q189","v":33.497779749999992},{"$f":"(AI191+R191+AJ191)*Z190","v":465.29551584373928},{"$f":"(AI189+R189+AJ189)*U188","v":498.79329559373929},{"$f":"IF(AG189>0,(AI189+R189+AJ189)*AG188,\"\")","v":""},{"$f":"SUM(AI189:AK189)","v":997.58659118747858},{"$f":"IF(AN188=\"\",\"\",$AM189*AN188)","v":997.58659118747858},"","","","","","","","","","","","",997.58659118747858,{"$f":"+U189","v":499.19544998199996},{"$f":"IF(D189=\"MAR\",IF((BB189-AJ189)<0,0,BB189-AJ189),IF(D189=\"C\",IF((BB189-AJ189)<0,0,BB189-AJ189),IF((BB189-AK189)<0,0,BB189-AK189)))","v":0.40215438826066929},{"$f":"IF(AG189=0,\"\",IF(AG189-AL189<0,0,AG189-AL189))","v":""},{"$f":"IF(D189=\"MAR\",0,IF(D189=\"C\",0,AJ189))","v":465.29551584373928},{"$f":"IF(T189-BE189<0,0,T189-BE189)","v":0.40215438826066929},{"$f":"IF(D189=\"MAR\",IF(AI189+R189+AJ189=0,\"Infinito\",(I189+U189+AG189)/(AI189+R189)),IF(D189=\"C\",IF(AI189+R189+AJ189=0,\"Infinito\",(I189+U189+AG189)/(AI189+R189)),IF(AI189+R189+AJ189=0,\"Infinito\",(I189+U189+AG189)/(AI189+R189+AJ189))))","v":1.0008062545984744},{"$f":"IF(BG189<1.4,\"1\", IF(BG189<3,\"2\", IF(BG189<9,\"3\", \"4\")))","v":"1"},{"$f":"IF(BG189<1.4,\"ROJO\", IF(BG189<3,\"AMARILLO\", IF(BG189<9,\"VERDE\", \"AZUL\")))","v":"ROJO"},{"$f":"IF(BG189<1.4,\"Déficit\", IF(BG189<3,\"Equilibrio\", IF(BG189<9,\"Disponibilidad\", \"Abundante\")))","v":"Déficit"},{"$f":"IF(I189+U189+AG189<=0,0,I189+U189+AG189)","v":499.19544998199996},{"$f":"IF(D189=\"MAR\",AI189+R189,IF(D189=\"C\",AI189+R189,AI189+R189+AJ189))","v":498.79329559373929},{"$f":"BK189/BL189","v":1.0008062545984744},{"$f":"IF(BM189-BG189=0,\"\",\"CHECAR\")","v":""}]
[null,null,null,null,null,null,null,null,null,null,null,null,null,null,null,null,null,null,null,null,{"$f":"IF(U191=0,\"\",U191/(SUM($U191:$AG191)))","v":0.80210324835451596},{"$f":"IF(V191=0,\"0\",V191/(SUM($U191:$AG191)))","v":0.13117058412696245},7.9085831044681896E-3,{"$f":"IF(X191=0,\"0\",X191/(SUM($U191:$AG191)))","v":"0"},2.5986066632124334E-2,3.2831517781929116E-2,"","","","","","","",1,null,null,null,null,null,{"$f":"IF(U190=0,\"\",U190)","v":0.80210324835451596},0.13117058412696245,7.9085831044681896E-3,"0",2.5986066632124334E-2,3.2831517781929116E-2,"","","","","","","",1]
[53,{"$f":"A191","v":53},{"$f":"A191","v":53},58,null,null,null,{"$f":"C26","v":1035.8962221189679},{"$f":"T181+T183+T185+T187+T189","v":2807.0604837680917},{"$f":"J26","v":0},{"$f":"I26","v":10341.513026070501},14184.469731957561,{"$f":"H26","v":12302.095244010001},{"$f":"L26","v":31.736000000000001},0,{"$f":"SUM(M191:O191)","v":12333.831244010002},12333.831244010002,0,{"$f":"L191-Q191-R191","v":1850.638487947559},{"$f":"IF(S191<0,0,S191)","v":1850.638487947559},{"$f":"K191+H191","v":11377.40924818947},{"$f":"T181","v":1860.5851802720917},{"$f":"+T183","v":112.179057668},{"$f":"+T185","v":0},{"$f":"+T187","v":368.59857559599999},{"$f":"+T189","v":465.69767023199995},null,null,null,null,null,null,{"$f":"J191","v":0},14184.469731957561,{"$f":"+Q191","v":12333.831244010002},{"$f":"(AI201+R201+AJ201)*V200","v":1838.3894536223154},{"$f":"(AI191+R191+AJ191)*U190","v":11367.584257967987},{"$f":"IF(AG191>0,(AI191+R191+AJ191)*AG190,\"\")","v":""},{"$f":"SUM(AI191:AK191)","v":25539.804955600302},{"$f":"IF(AN190=\"\",\"\",$AM191*AN190)","v":20485.560517227768},3350.071134514782,201.98366996327348,0,663.6790733476887,838.5105605467927,"","","","","","","",25539.804955600306,{"$f":"+U191","v":11377.40924818947},{"$f":"IF(D191=\"MAR\",IF((BB191-AJ191)<0,0,BB191-AJ191),IF(D191=\"C\",IF((BB191-AJ191)<0,0,BB191-AJ191),IF((BB191-AK191)<0,0,BB191-AK191)))","v":9.824990221482949},{"$f":"IF(AG191=0,\"\",IF(AG191-AL191<0,0,AG191-AL191))","v":""},{"$f":"IF(D191=\"MAR\",0,IF(D191=\"C\",0,AJ191))","v":1838.3894536223154},{"$f":"IF(T191-BE191<0,0,T191-BE191)","v":12.249034325243656},{"$f":"IF(D191=\"MAR\",IF(AI191+R191+AJ191=0,\"Infinito\",(I191+U191+AG191)/(AI191+R191)),IF(D191=\"C\",IF(AI191+R191+AJ191=0,\"Infinito\",(I191+U191+AG191)/(AI191+R191)),IF(AI191+R191+AJ191=0,\"Infinito\",(I191+U191+AG191)/(AI191+R191+AJ191))))","v":1.000864298869357},{"$f":"IF(BG191<1.4,\"1\", IF(BG191<3,\"2\", IF(BG191<9,\"3\", \"4\")))","v":"1"},{"$f":"IF(BG191<1.4,\"ROJO\", IF(BG191<3,\"AMARILLO\", IF(BG191<9,\"VERDE\", \"AZUL\")))","v":"ROJO"},{"$f":"IF(BG191<1.4,\"Déficit\", IF(BG191<3,\"Equilibrio\", IF(BG191<9,\"Disponibilidad\", \"Abundante\")))","v":"Déficit"},{"$f":"IF(I191+U191+AG191<=0,0,I191+U191+AG191)","v":14184.469731957561},{"$f":"IF(D191=\"MAR\",AI191+R191,IF(D191=\"C\",AI191+R191,AI191+R191+AJ191))","v":14172.220697632318},{"$f":"BK191/BL191","v":1.000864298869357},{"$f":"IF(BM191-BG191=0,\"\",\"CHECAR\")","v":""}]
[null,null,null,null,null,null,null,null,null,null,null,null,null,null,null,null,null,null,null,null,{"$f":"IF(U193=0,\"\",U193/(SUM($U193:$AG193)))","v":1},"","","","","","","","","","","","",1,null,null,null,null,null,{"$f":"IF(U192=0,\"\",U192)","v":1},"","","","","","","","","","","","",1]
[54,{"$f":"A193","v":54},{"$f":"A193","v":54},58,null,null,null,{"$f":"C27","v":397.09899999999999},null,{"$f":"J27","v":0},{"$f":"I27","v":3.9318206454999993},401.0308206455,{"$f":"H27","v":12.67850863},{"$f":"L27","v":0},0,{"$f":"SUM(M193:O193)","v":12.67850863},12.67850863,0,{"$f":"L193-Q193-R193","v":388.35231201549999},{"$f":"IF(S193<0,0,S193)","v":388.35231201549999},{"$f":"K193+H193","v":401.0308206455},null,null,null,null,null,null,null,null,null,null,null,{"$f":"J193","v":0},401.0308206455,{"$f":"+Q193","v":12.67850863},{"$f":"(AI201+R201+AJ201)*W200","v":385.78187979378544},{"$f":"(AI193+R193+AJ193)*U192","v":398.46038842378545},{"$f":"IF(AG193>0,(AI193+R193+AJ193)*AG192,\"\")","v":""},{"$f":"SUM(AI193:AK193)","v":796.92077684757089},{"$f":"IF(AN192=\"\",\"\",$AM193*AN192)","v":796.92077684757089},"","","","","","","","","","","","",796.92077684757089,{"$f":"+U193","v":401.0308206455},{"$f":"IF(D193=\"MAR\",IF((BB193-AJ193)<0,0,BB193-AJ193),IF(D193=\"C\",IF((BB193-AJ193)<0,0,BB193-AJ193),IF((BB193-AK193)<0,0,BB193-AK193)))","v":2.5704322217145545},{"$f":"IF(AG193=0,\"\",IF(AG193-AL193<0,0,AG193-AL193))","v":""},{"$f":"IF(D193=\"MAR\",0,IF(D193=\"C\",0,AJ193))","v":385.78187979378544},{"$f":"IF(T193-BE193<0,0,T193-BE193)","v":2.5704322217145545},{"$f":"IF(D193=\"MAR\",IF(AI193+R193+AJ193=0,\"Infinito\",(I193+U193+AG193)/(AI193+R193)),IF(D193=\"C\",IF(AI193+R193+AJ193=0,\"Infinito\",(I193+U193+AG193)/(AI193+R193)),IF(AI193+R193+AJ193=0,\"Infinito\",(I193+U193+AG193)/(AI193+R193+AJ193))))","v":1.0064509102947035},{"$f":"IF(BG193<1.4,\"1\", IF(BG193<3,\"2\", IF(BG193<9,\"3\", \"4\")))","v":"1"},{"$f":"IF(BG193<1.4,\"ROJO\", IF(BG193<3,\"AMARILLO\", IF(BG193<9,\"VERDE\", \"AZUL\")))","v":"ROJO"},{"$f":"IF(BG193<1.4,\"Déficit\", IF(BG193<3,\"Equilibrio\", IF(BG193<9,\"Disponibilidad\", \"Abundante\")))","v":"Déficit"},{"$f":"IF(I193+U193+AG193<=0,0,I193+U193+AG193)","v":401.0308206455},{"$f":"IF(D193=\"MAR\",AI193+R193,IF(D193=\"C\",AI193+R193,AI193+R193+AJ193))","v":398.46038842378545},{"$f":"BK193/BL193","v":1.0064509102947035},{"$f":"IF(BM193-BG193=0,\"\",\"CHECAR\")","v":""}]
[null,null,null,null,null,null,null,null,null,null,null,null,null,null,null,null,null,null,null,null,{"$f":"IF(U195=0,\"\",U195/(SUM($U195:$AG195)))","v":1},"","","","","","","","","","","","",1,null,null,null,null,null,{"$f":"IF(U194=0,\"\",U194)","v":1},"","","","","","","","","","","","",1]
[55,{"$f":"A195","v":55},{"$f":"A195","v":55},59,null,null,null,{"$f":"C28","v":304.59500000000003},null,{"$f":"J28","v":0},{"$f":"I28","v":0.30428532900000005},304.89928532900001,{"$f":"H28","v":0.88674159000000008},{"$f":"L28","v":0},0,{"$f":"SUM(M195:O195)","v":0.88674159000000008},0.88674159000000008,0,{"$f":"L195-Q195-R195","v":304.01254373900002},{"$f":"IF(S195<0,0,S195)","v":304.01254373900002},{"$f":"K195+H195","v":304.89928532900001},null,null,null,null,null,null,null,null,null,null,null,{"$f":"J195","v":0},304.89928532900001,{"$f":"+Q195","v":0.88674159000000008},{"$f":"(AI203+R203+AJ203)*V202","v":300.43373459716412},{"$f":"(AI195+R195+AJ195)*U194","v":301.3204761871641},{"$f":"IF(AG195>0,(AI195+R195+AJ195)*AG194,\"\")","v":""},{"$f":"SUM(AI195:AK195)","v":602.64095237432821},{"$f":"IF(AN194=\"\",\"\",$AM195*AN194)","v":602.64095237432821},"","","","","","","","","","","","",602.64095237432821,{"$f":"+U195","v":304.89928532900001},{"$f":"IF(D195=\"MAR\",IF((BB195-AJ195)<0,0,BB195-AJ195),IF(D195=\"C\",IF((BB195-AJ195)<0,0,BB195-AJ195),IF((BB195-AK195)<0,0,BB195-AK195)))","v":3.5788091418359045},{"$f":"IF(AG195=0,\"\",IF(AG195-AL195<0,0,AG195-AL195))","v":""},{"$f":"IF(D195=\"MAR\",0,IF(D195=\"C\",0,AJ195))","v":300.43373459716412},{"$f":"IF(T195-BE195<0,0,T195-BE195)","v":3.5788091418359045},{"$f":"IF(D195=\"MAR\",IF(AI195+R195+AJ195=0,\"Infinito\",(I195+U195+AG195)/(AI195+R195)),IF(D195=\"C\",IF(AI195+R195+AJ195=0,\"Infinito\",(I195+U195+AG195)/(AI195+R195)),IF(AI195+R195+AJ195=0,\"Infinito\",(I195+U195+AG195)/(AI195+R195+AJ195))))","v":1.011877085776318},{"$f":"IF(BG195<1.4,\"1\", IF(BG195<3,\"2\", IF(BG195<9,\"3\", \"4\")))","v":"1"},{"$f":"IF(BG195<1.4,\"ROJO\", IF(BG195<3,\"AMARILLO\", IF(BG195<9,\"VERDE\", \"AZUL\")))","v":"ROJO"},{"$f":"IF(BG195<1.4,\"Déficit\", IF(BG195<3,\"Equilibrio\", IF(BG195<9,\"Disponibilidad\", \"Abundante\")))","v":"Déficit"},{"$f":"IF(I195+U195+AG195<=0,0,I195+U195+AG195)","v":304.89928532900001},{"$f":"IF(D195=\"MAR\",AI195+R195,IF(D195=\"C\",AI195+R195,AI195+R195+AJ195))","v":301.3204761871641},{"$f":"BK195/BL195","v":1.011877085776318},{"$f":"IF(BM195-BG195=0,\"\",\"CHECAR\")","v":""}]
[null,null,null,null,null,null,null,null,null,null,null,null,null,null,null,null,null,null,null,null,{"$f":"IF(U197=0,\"\",U197/(SUM($U197:$AG197)))","v":1},"","","","","","","","","","","","",1,null,null,null,null,null,{"$f":"IF(U196=0,\"\",U196)","v":1},"","","","","","","","","","","","",1]
[56,{"$f":"A197","v":56},{"$f":"A197","v":56},59,null,null,null,{"$f":"C29","v":176.63800000000001},null,{"$f":"J29","v":0},{"$f":"I29","v":4.2573178244999967},180.89531782450001,{"$f":"H29","v":22.170476209999983},{"$f":"L29","v":0},0,{"$f":"SUM(M197:O197)","v":22.170476209999983},22.170476209999983,0,{"$f":"L197-Q197-R197","v":158.72484161450004},{"$f":"IF(S197<0,0,S197)","v":158.72484161450004},{"$f":"K197+H197","v":180.89531782450001},null,null,null,null,null,null,null,null,null,null,null,{"$f":"J197","v":0},180.89531782450001,{"$f":"+Q197","v":22.170476209999983},{"$f":"(AI203+R203+AJ203)*W202","v":156.85634662669418},{"$f":"(AI197+R197+AJ197)*U196","v":179.02682283669415},{"$f":"IF(AG197>0,(AI197+R197+AJ197)*AG196,\"\")","v":""},{"$f":"SUM(AI197:AK197)","v":358.0536456733883},{"$f":"IF(AN196=\"\",\"\",$AM197*AN196)","v":358.0536456733883},"","","","","","","","","","","","",358.0536456733883,{"$f":"+U197","v":180.89531782450001},{"$f":"IF(D197=\"MAR\",IF((BB197-AJ197)<0,0,BB197-AJ197),IF(D197=\"C\",IF((BB197-AJ197)<0,0,BB197-AJ197),IF((BB197-AK197)<0,0,BB197-AK197)))","v":1.8684949878058603},{"$f":"IF(AG197=0,\"\",IF(AG197-AL197<0,0,AG197-AL197))","v":""},{"$f":"IF(D197=\"MAR\",0,IF(D197=\"C\",0,AJ197))","v":156.85634662669418},{"$f":"IF(T197-BE197<0,0,T197-BE197)","v":1.8684949878058603},{"$f":"IF(D197=\"MAR\",IF(AI197+R197+AJ197=0,\"Infinito\",(I197+U197+AG197)/(AI197+R197)),IF(D197=\"C\",IF(AI197+R197+AJ197=0,\"Infinito\",(I197+U197+AG197)/(AI197+R197)),IF(AI197+R197+AJ197=0,\"Infinito\",(I197+U197+AG197)/(AI197+R197+AJ197))))","v":1.0104369555254313},{"$f":"IF(BG197<1.4,\"1\", IF(BG197<3,\"2\", IF(BG197<9,\"3\", \"4\")))","v":"1"},{"$f":"IF(BG197<1.4,\"ROJO\", IF(BG197<3,\"AMARILLO\", IF(BG197<9,\"VERDE\", \"AZUL\")))","v":"ROJO"},{"$f":"IF(BG197<1.4,\"Déficit\", IF(BG197<3,\"Equilibrio\", IF(BG197<9,\"Disponibilidad\", \"Abundante\")))","v":"Déficit"},{"$f":"IF(I197+U197+AG197<=0,0,I197+U197+AG197)","v":180.89531782450001},{"$f":"IF(D197=\"MAR\",AI197+R197,IF(D197=\"C\",AI197+R197,AI197+R197+AJ197))","v":179.02682283669415},{"$f":"BK197/BL197","v":1.0104369555254313},{"$f":"IF(BM197-BG197=0,\"\",\"CHECAR\")","v":""}]
[null,null,null,null,null,null,null,null,null,null,null,null,null,null,null,null,null,null,null,null,{"$f":"IF(U199=0,\"\",U199/(SUM($U199:$AG199)))","v":1},"","","","","","","","","","","","",1,null,null,null,null,null,null,{"$f":"IF(V198=0,\"\",V198)","v":""},"","","","","","","","","","",""]
[57,{"$f":"A199","v":57},{"$f":"A199","v":57},59,null,null,null,{"$f":"C30","v":184.86099999999999},null,{"$f":"J30","v":0},{"$f":"I30","v":1.2604123570000008},186.121412357,{"$f":"H30","v":5.7904917599999992},{"$f":"L30","v":0},0,{"$f":"SUM(M199:O199)","v":5.7904917599999992},5.7904917599999992,0,{"$f":"L199-Q199-R199","v":180.33092059699999},{"$f":"IF(S199<0,0,S199)","v":180.33092059699999},{"$f":"K199+H199","v":186.121412357},null,null,null,null,null,null,null,null,null,null,null,{"$f":"J199","v":0},186.121412357,{"$f":"+Q199","v":5.7904917599999992},{"$f":"(AI203+R203+AJ203)*X202","v":178.20808073239789},{"$f":"(AI199+R199+AJ199)*U198","v":183.9985724923979},{"$f":"IF(AG199>0,(AI199+R199+AJ199)*AG198,\"\")","v":""},{"$f":"SUM(AI199:AK199)","v":367.9971449847958},{"$f":"IF(AN198=\"\",\"\",$AM199*AN198)","v":""},"","","","","","","","","","","","",{"$f":"SUM(AN199:AZ199)","v":0},{"$f":"+U199","v":186.121412357},{"$f":"IF(D199=\"MAR\",IF((BB199-AJ199)<0,0,BB199-AJ199),IF(D199=\"C\",IF((BB199-AJ199)<0,0,BB199-AJ199),IF((BB199-AK199)<0,0,BB199-AK199)))","v":2.1228398646020992},{"$f":"IF(AG199=0,\"\",IF(AG199-AL199<0,0,AG199-AL199))","v":""},{"$f":"IF(D199=\"MAR\",0,IF(D199=\"C\",0,AJ199))","v":178.20808073239789},{"$f":"IF(T199-BE199<0,0,T199-BE199)","v":2.1228398646020992},{"$f":"IF(D199=\"MAR\",IF(AI199+R199+AJ199=0,\"Infinito\",(I199+U199+AG199)/(AI199+R199)),IF(D199=\"C\",IF(AI199+R199+AJ199=0,\"Infinito\",(I199+U199+AG199)/(AI199+R199)),IF(AI199+R199+AJ199=0,\"Infinito\",(I199+U199+AG199)/(AI199+R199+AJ199))))","v":1.0115372626855015},{"$f":"IF(BG199<1.4,\"1\", IF(BG199<3,\"2\", IF(BG199<9,\"3\", \"4\")))","v":"1"},{"$f":"IF(BG199<1.4,\"ROJO\", IF(BG199<3,\"AMARILLO\", IF(BG199<9,\"VERDE\", \"AZUL\")))","v":"ROJO"},{"$f":"IF(BG199<1.4,\"Déficit\", IF(BG199<3,\"Equilibrio\", IF(BG199<9,\"Disponibilidad\", \"Abundante\")))","v":"Déficit"},{"$f":"IF(I199+U199+AG199<=0,0,I199+U199+AG199)","v":186.121412357},{"$f":"IF(D199=\"MAR\",AI199+R199,IF(D199=\"C\",AI199+R199,AI199+R199+AJ199))","v":183.9985724923979},{"$f":"BK199/BL199","v":1.0115372626855015},{"$f":"IF(BM199-BG199=0,\"\",\"CHECAR\")","v":""}]
[null,null,null,null,null,null,null,null,null,null,null,null,null,null,null,null,null,null,null,null,{"$f":"IF(U201=0,\"\",U201/(SUM($U201:$AG201)))","v":0.90876873735852803},7.5407226305327354E-2,1.5824036336144619E-2,"","","","","","","","","","",1,null,null,null,null,null,null,{"$f":"IF(V200=0,\"\",V200)","v":7.5407226305327354E-2},1.5824036336144619E-2,"","","","","","","","","",""]
[58,{"$f":"A201","v":58},{"$f":"A201","v":58},61,null,null,null,{"$f":"C31","v":92.352999999999994},{"$f":"T191+T193","v":2238.9907999630591},{"$f":"J31","v":0},{"$f":"I31","v":22210.5811404165},24541.924940379558,{"$f":"H31","v":10946.37240982},{"$f":"L31","v":0},0,{"$f":"SUM(M201:O201)","v":10946.37240982},10946.37240982,0,{"$f":"L201-Q201-R201","v":13595.552530559558},{"$f":"IF(S201<0,0,S201)","v":13595.552530559558},{"$f":"K201+H201","v":22302.934140416499},{"$f":"T191","v":1850.638487947559},{"$f":"+T193","v":388.35231201549999},null,null,null,null,null,null,null,null,null,{"$f":"J201","v":0},24541.924940379558,{"$f":"+Q201","v":10946.37240982},{"$f":"(AI207+R207+AJ207)*V206","v":13433.114062452449},{"$f":"(AI201+R201+AJ201)*U200","v":22155.315138856349},{"$f":"IF(AG201>0,(AI201+R201+AJ201)*AG200,\"\")","v":""},{"$f":"SUM(AI201:AK201)","v":46534.801611128802},{"$f":"IF(AN200=\"\",\"\",$AM201*AN200)","v":""},3509.0603161639015,736.3683915897833,"","","","","","","","","","",{"$f":"SUM(AN201:AZ201)","v":4245.4287077536846},{"$f":"+U201","v":22302.934140416499},{"$f":"IF(D201=\"MAR\",IF((BB201-AJ201)<0,0,BB201-AJ201),IF(D201=\"C\",IF((BB201-AJ201)<0,0,BB201-AJ201),IF((BB201-AK201)<0,0,BB201-AK201)))","v":147.61900156014963},{"$f":"IF(AG201=0,\"\",IF(AG201-AL201<0,0,AG201-AL201))","v":""},{"$f":"IF(D201=\"MAR\",0,IF(D201=\"C\",0,AJ201))","v":13433.114062452449},{"$f":"IF(T201-BE201<0,0,T201-BE201)","v":162.43846810710966},{"$f":"IF(D201=\"MAR\",IF(AI201+R201+AJ201=0,\"Infinito\",(I201+U201+AG201)/(AI201+R201)),IF(D201=\"C\",IF(AI201+R201+AJ201=0,\"Infinito\",(I201+U201+AG201)/(AI201+R201)),IF(AI201+R201+AJ201=0,\"Infinito\",(I201+U201+AG201)/(AI201+R201+AJ201))))","v":1.006662915902345},{"$f":"IF(BG201<1.4,\"1\", IF(BG201<3,\"2\", IF(BG201<9,\"3\", \"4\")))","v":"1"},{"$f":"IF(BG201<1.4,\"ROJO\", IF(BG201<3,\"AMARILLO\", IF(BG201<9,\"VERDE\", \"AZUL\")))","v":"ROJO"},{"$f":"IF(BG201<1.4,\"Déficit\", IF(BG201<3,\"Equilibrio\", IF(BG201<9,\"Disponibilidad\", \"Abundante\")))","v":"Déficit"},{"$f":"IF(I201+U201+AG201<=0,0,I201+U201+AG201)","v":24541.924940379558},{"$f":"IF(D201=\"MAR\",AI201+R201,IF(D201=\"C\",AI201+R201,AI201+R201+AJ201))","v":24379.486472272449},{"$f":"BK201/BL201","v":1.006662915902345},{"$f":"IF(BM201-BG201=0,\"\",\"CHECAR\")","v":""}]
[null,null,null,null,null,null,null,null,null,null,null,null,null,null,null,null,null,null,null,null,{"$f":"IF(U203=0,\"\",U203/(SUM($U203:$AG203)))","v":0.33206426907657421},0.31576869631611032,0.16486272471908572,0.18730430988822983,"","","","","","","","","",1,null,null,null,null,null,{"$f":"IF(U202=0,\"\",U202)","v":0.33206426907657421},0.31576869631611032,0.16486272471908572,0.18730430988822983,"","","","","","","","",""]
[59,{"$f":"A203","v":59},{"$f":"A203","v":59},61,null,null,null,{"$f":"C32","v":317.95999999999998},{"$f":"T195+T197+T199","v":643.06830595049996},{"$f":"J32","v":0},{"$f":"I32","v":1.74142799},962.76973394050003,{"$f":"H32","v":14.182138739999999},{"$f":"L32","v":0},0,{"$f":"SUM(M203:O203)","v":14.182138739999999},14.182138739999999,0,{"$f":"L203-Q203-R203","v":948.5875952005},{"$f":"IF(S203<0,0,S203)","v":948.5875952005},{"$f":"K203+H203","v":319.70142798999996},{"$f":"T195","v":304.01254373900002},{"$f":"+T197","v":158.72484161450004},{"$f":"+T199","v":180.33092059699999},null,null,null,null,null,null,null,null,{"$f":"J203","v":0},962.76973394049992,{"$f":"+Q203","v":14.182138739999999},{"$f":"(AI207+R207+AJ207)*W206","v":937.25395388776747},{"$f":"(AI203+R203+AJ203)*U202","v":315.93793067151137},{"$f":"IF(AG203>0,(AI203+R203+AJ203)*AG202,\"\")","v":""},{"$f":"SUM(AI203:AK203)","v":1267.3740232992789},{"$f":"IF(AN202=\"\",\"\",$AM203*AN202)","v":420.84962869351216},400.19704308211692,208.94273471930916,237.38461680434074,"","","","","","","","","",{"$f":"SUM(AN203:AZ203)","v":1267.3740232992791},{"$f":"+U203","v":319.70142798999996},{"$f":"IF(D203=\"MAR\",IF((BB203-AJ203)<0,0,BB203-AJ203),IF(D203=\"C\",IF((BB203-AJ203)<0,0,BB203-AJ203),IF((BB203-AK203)<0,0,BB203-AK203)))","v":3.7634973184885894},{"$f":"IF(AG203=0,\"\",IF(AG203-AL203<0,0,AG203-AL203))","v":""},{"$f":"IF(D203=\"MAR\",0,IF(D203=\"C\",0,AJ203))","v":937.25395388776747},{"$f":"IF(T203-BE203<0,0,T203-BE203)","v":11.333641312732539},{"$f":"IF(D203=\"MAR\",IF(AI203+R203+AJ203=0,\"Infinito\",(I203+U203+AG203)/(AI203+R203)),IF(D203=\"C\",IF(AI203+R203+AJ203=0,\"Infinito\",(I203+U203+AG203)/(AI203+R203)),IF(AI203+R203+AJ203=0,\"Infinito\",(I203+U203+AG203)/(AI203+R203+AJ203))))","v":1.0119121414465475},{"$f":"IF(BG203<1.4,\"1\", IF(BG203<3,\"2\", IF(BG203<9,\"3\", \"4\")))","v":"1"},{"$f":"IF(BG203<1.4,\"ROJO\", IF(BG203<3,\"AMARILLO\", IF(BG203<9,\"VERDE\", \"AZUL\")))","v":"ROJO"},{"$f":"IF(BG203<1.4,\"Déficit\", IF(BG203<3,\"Equilibrio\", IF(BG203<9,\"Disponibilidad\", \"Abundante\")))","v":"Déficit"},{"$f":"IF(I203+U203+AG203<=0,0,I203+U203+AG203)","v":962.76973394049992},{"$f":"IF(D203=\"MAR\",AI203+R203,IF(D203=\"C\",AI203+R203,AI203+R203+AJ203))","v":951.43609262776749},{"$f":"BK203/BL203","v":1.0119121414465475},{"$f":"IF(BM203-BG203=0,\"\",\"CHECAR\")","v":""}]
[null,null,null,null,null,null,null,null,null,null,null,null,null,null,null,null,null,null,null,null,{"$f":"IF(U205=0,\"\",U205/(SUM($U205:$AG205)))","v":1},"","","","","","","","","","","","",1,null,null,null,null,null,{"$f":"IF(U204=0,\"\",U204)","v":1},"","","","","","","","","","","","",1]
[60,{"$f":"A205","v":60},{"$f":"A205","v":60},61,null,null,null,{"$f":"C33","v":174.46600000000001},null,{"$f":"J33","v":0},{"$f":"I33","v":5.2491412795000008},179.71514127950002,{"$f":"H33","v":9.8315734999999975},{"$f":"L33","v":0},0,{"$f":"SUM(M205:O205)","v":9.8315734999999975},9.8315734999999975,0,{"$f":"L205-Q205-R205","v":169.88356777950003},{"$f":"IF(S205<0,0,S205)","v":169.88356777950003},{"$f":"K205+H205","v":179.71514127950002},null,null,null,null,null,null,null,null,null,null,null,{"$f":"J205","v":0},179.71514127950002,{"$f":"+Q205","v":9.8315734999999975},{"$f":"(AI207+R207+AJ207)*X206","v":167.85381382542982},{"$f":"(AI205+R205+AJ205)*U204","v":177.68538732542982},{"$f":"IF(AG205>0,(AI205+R205+AJ205)*AG204,\"\")","v":""},{"$f":"SUM(AI205:AK205)","v":355.37077465085963},{"$f":"IF(AN204=\"\",\"\",$AM205*AN204)","v":355.37077465085963},"","","","","","","","","","","","",355.37077465085963,{"$f":"+U205","v":179.71514127950002},{"$f":"IF(D205=\"MAR\",IF((BB205-AJ205)<0,0,BB205-AJ205),IF(D205=\"C\",IF((BB205-AJ205)<0,0,BB205-AJ205),IF((BB205-AK205)<0,0,BB205-AK205)))","v":2.0297539540702019},{"$f":"IF(AG205=0,\"\",IF(AG205-AL205<0,0,AG205-AL205))","v":""},{"$f":"IF(D205=\"MAR\",0,IF(D205=\"C\",0,AJ205))","v":167.85381382542982},{"$f":"IF(T205-BE205<0,0,T205-BE205)","v":2.0297539540702019},{"$f":"IF(D205=\"MAR\",IF(AI205+R205+AJ205=0,\"Infinito\",(I205+U205+AG205)/(AI205+R205)),IF(D205=\"C\",IF(AI205+R205+AJ205=0,\"Infinito\",(I205+U205+AG205)/(AI205+R205)),IF(AI205+R205+AJ205=0,\"Infinito\",(I205+U205+AG205)/(AI205+R205+AJ205))))","v":1.0114233026396973},{"$f":"IF(BG205<1.4,\"1\", IF(BG205<3,\"2\", IF(BG205<9,\"3\", \"4\")))","v":"1"},{"$f":"IF(BG205<1.4,\"ROJO\", IF(BG205<3,\"AMARILLO\", IF(BG205<9,\"VERDE\", \"AZUL\")))","v":"ROJO"},{"$f":"IF(BG205<1.4,\"Déficit\", IF(BG205<3,\"Equilibrio\", IF(BG205<9,\"Disponibilidad\", \"Abundante\")))","v":"Déficit"},{"$f":"IF(I205+U205+AG205<=0,0,I205+U205+AG205)","v":179.71514127950002},{"$f":"IF(D205=\"MAR\",AI205+R205,IF(D205=\"C\",AI205+R205,AI205+R205+AJ205))","v":177.68538732542982},{"$f":"BK205/BL205","v":1.0114233026396973},{"$f":"IF(BM205-BG205=0,\"\",\"CHECAR\")","v":""}]
[null,null,null,null,null,null,null,null,null,null,null,null,null,null,null,null,null,null,null,null,{"$f":"IF(U207=0,\"\",U207/(SUM($U207:$AG207)))","v":0.29777813875389719},0.6488431989456771,4.5271025827498881E-2,8.1076364729266992E-3,"","","","","","","","","",{"$f":"SUM(U206:AG206)","v":0.99999999999999978},null,null,null,null,null,{"$f":"IF(U206=0,\"\",U206)","v":0.29777813875389719},0.6488431989456771,4.5271025827498881E-2,8.1076364729266992E-3,"","","","","","","","","",0.99999999999999978]
[61,{"$f":"A207","v":61},{"$f":"A207","v":61},64,null,null,null,{"$f":"C34","v":6236.2358376612483},{"$f":"T201+T203+T205","v":14714.023693539559},{"$f":"J34","v":0},{"$f":"I34","v":3.2659933809999973},20953.525524581804,{"$f":"H34","v":16719.077459529999},{"$f":"L34","v":327.87200000000001},0,{"$f":"SUM(M207:O207)","v":17046.949459529998},17046.949459529998,0,{"$f":"L207-Q207-R207","v":3906.5760650518059},{"$f":"IF(S207<0,0,S207)","v":3906.5760650518059},{"$f":"K207+H207","v":6239.5018310422483},{"$f":"T201","v":13595.552530559558},{"$f":"+T203","v":948.5875952005},{"$f":"+T205","v":169.88356777950003},null,null,null,null,null,null,null,null,{"$f":"J207","v":0},{"$f":"SUM(U207:AG207)","v":20953.525524581808},{"$f":"+Q207","v":17046.949459529998},{"$f":"(AI213+R213+AJ213)*V212","v":3656.2251815547502},{"$f":"(AI207+R207+AJ207)*U206","v":6164.9528109190996},{"$f":"IF(AG207>0,(AI207+R207+AJ207)*AG206,\"\")","v":""},{"$f":"SUM(AI207:AK207)","v":26868.12745200385},{"$f":"IF(AN206=\"\",\"\",$AM207*AN206)","v":8000.7409844601962},17433.201765638343,1216.347691816198,217.83701008910953,"","","","","","","","","",26868.127452003846,{"$f":"+U207","v":6239.5018310422483},{"$f":"IF(D207=\"MAR\",IF((BB207-AJ207)<0,0,BB207-AJ207),IF(D207=\"C\",IF((BB207-AJ207)<0,0,BB207-AJ207),IF((BB207-AK207)<0,0,BB207-AK207)))","v":74.549020123148694},{"$f":"IF(AG207=0,\"\",IF(AG207-AL207<0,0,AG207-AL207))","v":""},{"$f":"IF(D207=\"MAR\",0,IF(D207=\"C\",0,AJ207))","v":3656.2251815547502},{"$f":"IF(T207-BE207<0,0,T207-BE207)","v":250.35088349705575},{"$f":"IF(D207=\"MAR\",IF(AI207+R207+AJ207=0,\"Infinito\",(I207+U207+AG207)/(AI207+R207)),IF(D207=\"C\",IF(AI207+R207+AJ207=0,\"Infinito\",(I207+U207+AG207)/(AI207+R207)),IF(AI207+R207+AJ207=0,\"Infinito\",(I207+U207+AG207)/(AI207+R207+AJ207))))","v":1.0120923910384374},{"$f":"IF(BG207<1.4,\"1\", IF(BG207<3,\"2\", IF(BG207<9,\"3\", \"4\")))","v":"1"},{"$f":"IF(BG207<1.4,\"ROJO\", IF(BG207<3,\"AMARILLO\", IF(BG207<9,\"VERDE\", \"AZUL\")))","v":"ROJO"},{"$f":"IF(BG207<1.4,\"Déficit\", IF(BG207<3,\"Equilibrio\", IF(BG207<9,\"Disponibilidad\", \"Abundante\")))","v":"Déficit"},{"$f":"IF(I207+U207+AG207<=0,0,I207+U207+AG207)","v":20953.525524581808},{"$f":"IF(D207=\"MAR\",AI207+R207,IF(D207=\"C\",AI207+R207,AI207+R207+AJ207))","v":20703.174641084748},{"$f":"BK207/BL207","v":1.0120923910384374},{"$f":"IF(BM207-BG207=0,\"\",\"CHECAR\")","v":""}]
[null,null,null,null,null,null,null,null,null,null,null,null,null,null,null,null,null,null,null,null,{"$f":"IF(U209=0,\"\",U209/(SUM($U209:$AG209)))","v":1},"","","","","","","","","","","","",{"$f":"SUM(U208:AG208)","v":1},null,null,null,null,null,{"$f":"IF(U208=0,\"\",U208)","v":1},"","","","","","","","","","","","",1]
[62,{"$f":"A209","v":62},{"$f":"A209","v":62},64,null,null,null,{"$f":"C35","v":458.96499999999997},null,{"$f":"J35","v":0},{"$f":"I35","v":19.761157838499997},478.72615783849994,{"$f":"H35","v":20.633083409999998},{"$f":"L35","v":0},0,{"$f":"SUM(M209:O209)","v":20.633083409999998},20.633083409999998,0,{"$f":"L209-Q209-R209","v":458.09307442849996},{"$f":"IF(S209<0,0,S209)","v":458.09307442849996},{"$f":"K209+H209","v":478.72615783849994},null,null,null,null,null,null,null,null,null,null,null,{"$f":"J209","v":0},478.72615783849994,{"$f":"+Q209","v":20.633083409999998},{"$f":"(AI213+R213+AJ213)*W212","v":428.73641939417979},{"$f":"(AI209+R209+AJ209)*U208","v":449.36950280417977},{"$f":"IF(AG209>0,(AI209+R209+AJ209)*AG208,\"\")","v":""},{"$f":"SUM(AI209:AK209)","v":898.73900560835955},{"$f":"IF(AN208=\"\",\"\",$AM209*AN208)","v":898.73900560835955},"","","","","","","","","","","","",898.73900560835955,{"$f":"+U209","v":478.72615783849994},{"$f":"IF(D209=\"MAR\",IF((BB209-AJ209)<0,0,BB209-AJ209),IF(D209=\"C\",IF((BB209-AJ209)<0,0,BB209-AJ209),IF((BB209-AK209)<0,0,BB209-AK209)))","v":29.35665503432017},{"$f":"IF(AG209=0,\"\",IF(AG209-AL209<0,0,AG209-AL209))","v":""},{"$f":"IF(D209=\"MAR\",0,IF(D209=\"C\",0,AJ209))","v":428.73641939417979},{"$f":"IF(T209-BE209<0,0,T209-BE209)","v":29.35665503432017},{"$f":"IF(D209=\"MAR\",IF(AI209+R209+AJ209=0,\"Infinito\",(I209+U209+AG209)/(AI209+R209)),IF(D209=\"C\",IF(AI209+R209+AJ209=0,\"Infinito\",(I209+U209+AG209)/(AI209+R209)),IF(AI209+R209+AJ209=0,\"Infinito\",(I209+U209+AG209)/(AI209+R209+AJ209))))","v":1.0653285433282125},{"$f":"IF(BG209<1.4,\"1\", IF(BG209<3,\"2\", IF(BG209<9,\"3\", \"4\")))","v":"1"},{"$f":"IF(BG209<1.4,\"ROJO\", IF(BG209<3,\"AMARILLO\", IF(BG209<9,\"VERDE\", \"AZUL\")))","v":"ROJO"},{"$f":"IF(BG209<1.4,\"Déficit\", IF(BG209<3,\"Equilibrio\", IF(BG209<9,\"Disponibilidad\", \"Abundante\")))","v":"Déficit"},{"$f":"IF(I209+U209+AG209<=0,0,I209+U209+AG209)","v":478.72615783849994},{"$f":"IF(D209=\"MAR\",AI209+R209,IF(D209=\"C\",AI209+R209,AI209+R209+AJ209))","v":449.36950280417977},{"$f":"BK209/BL209","v":1.0653285433282125},{"$f":"IF(BM209-BG209=0,\"\",\"CHECAR\")","v":""}]
[null,null,null,null,null,null,null,null,null,null,null,null,null,null,null,null,null,null,null,null,{"$f":"IF(U211=0,\"\",U211/(SUM($U211:$AG211)))","v":1},"","","","","","","","","","","","",1,null,null,null,null,null,{"$f":"IF(U210=0,\"\",U210)","v":1},"","","","","","","","","","","","",1]
[63,{"$f":"A211","v":63},{"$f":"A211","v":63},64,null,null,null,{"$f":"C36","v":740.27499999999998},null,{"$f":"J36","v":0},{"$f":"I36","v":398.85794670399997},1139.132946704,{"$f":"H36","v":399.28968018},{"$f":"L36","v":0},0,{"$f":"SUM(M211:O211)","v":399.28968018},399.28968018,0,{"$f":"L211-Q211-R211","v":739.843266524},{"$f":"IF(S211<0,0,S211)","v":739.843266524},{"$f":"K211+H211","v":1139.132946704},null,null,null,null,null,null,null,null,null,null,null,{"$f":"J211","v":0},1139.132946704,{"$f":"+Q211","v":399.28968018},{"$f":"(AI213+R213+AJ213)*X212","v":692.4307978201108},{"$f":"(AI211+R211+AJ211)*U210","v":1091.7204780001107},{"$f":"IF(AG211>0,(AI211+R211+AJ211)*AG210,\"\")","v":""},{"$f":"SUM(AI211:AK211)","v":2183.4409560002214},{"$f":"IF(AN210=\"\",\"\",$AM211*AN210)","v":2183.4409560002214},"","","","","","","","","","","","",2183.4409560002214,{"$f":"+U211","v":1139.132946704},{"$f":"IF(D211=\"MAR\",IF((BB211-AJ211)<0,0,BB211-AJ211),IF(D211=\"C\",IF((BB211-AJ211)<0,0,BB211-AJ211),IF((BB211-AK211)<0,0,BB211-AK211)))","v":47.412468703889317},{"$f":"IF(AG211=0,\"\",IF(AG211-AL211<0,0,AG211-AL211))","v":""},{"$f":"IF(D211=\"MAR\",0,IF(D211=\"C\",0,AJ211))","v":692.4307978201108},{"$f":"IF(T211-BE211<0,0,T211-BE211)","v":47.412468703889203},{"$f":"IF(D211=\"MAR\",IF(AI211+R211+AJ211=0,\"Infinito\",(I211+U211+AG211)/(AI211+R211)),IF(D211=\"C\",IF(AI211+R211+AJ211=0,\"Infinito\",(I211+U211+AG211)/(AI211+R211)),IF(AI211+R211+AJ211=0,\"Infinito\",(I211+U211+AG211)/(AI211+R211+AJ211))))","v":1.04342912829733},{"$f":"IF(BG211<1.4,\"1\", IF(BG211<3,\"2\", IF(BG211<9,\"3\", \"4\")))","v":"1"},{"$f":"IF(BG211<1.4,\"ROJO\", IF(BG211<3,\"AMARILLO\", IF(BG211<9,\"VERDE\", \"AZUL\")))","v":"ROJO"},{"$f":"IF(BG211<1.4,\"Déficit\", IF(BG211<3,\"Equilibrio\", IF(BG211<9,\"Disponibilidad\", \"Abundante\")))","v":"Déficit"},{"$f":"IF(I211+U211+AG211<=0,0,I211+U211+AG211)","v":1139.132946704},{"$f":"IF(D211=\"MAR\",AI211+R211,IF(D211=\"C\",AI211+R211,AI211+R211+AJ211))","v":1091.7204780001107},{"$f":"BK211/BL211","v":1.04342912829733},{"$f":"IF(BM211-BG211=0,\"\",\"CHECAR\")","v":""}]
[null,null,null,null,null,null,null,null,null,null,null,null,null,null,null,null,null,null,null,null,{"$f":"IF(U213=0,\"\",U213/(SUM($U213:$AG213)))","v":0.78641921510742174},0.16345725425897234,1.9167330904163688E-2,3.0956199729442205E-2,"","","","","","","","","",1,null,null,null,null,null,{"$f":"IF(U212=0,\"\",U212)","v":0.78641921510742174},0.16345725425897234,1.9167330904163688E-2,3.0956199729442205E-2,"","","","","","","","","",1]
[64,{"$f":"A213","v":64},{"$f":"A213","v":64},67,null,null,null,{"$f":"C37","v":2080.6799999999998},{"$f":"T207+T209+T211","v":5104.5124060043054},{"$f":"J37","v":0},{"$f":"I37","v":16714.487560859998},23899.679966864303,{"$f":"H37","v":19548.677556040002},{"$f":"L37","v":54.542999999999999},0,{"$f":"SUM(M213:O213)","v":19603.220556040003},19603.220556040003,0,{"$f":"L213-Q213-R213","v":4296.4594108243},{"$f":"IF(S213<0,0,S213)","v":4296.4594108243},{"$f":"K213+H213","v":18795.167560859998},{"$f":"T207","v":3906.5760650518059},{"$f":"+T209","v":458.09307442849996},{"$f":"+T211","v":739.843266524},null,null,null,null,null,null,null,null,{"$f":"J213","v":0},23899.679966864303,{"$f":"+Q213","v":19603.220556040003},{"$f":"(AI219+R219+AJ219)*V218","v":2764.8609226934868},{"$f":"(AI213+R213+AJ213)*U212","v":17590.68907996445},{"$f":"IF(AG213>0,(AI213+R213+AJ213)*AG212,\"\")","v":""},{"$f":"SUM(AI213:AK213)","v":39958.770558697943},{"$f":"IF(AN212=\"\",\"\",$AM213*AN212)","v":31424.344979428788},6531.550919089028,765.90297782211724,1236.9716823580084,"","","","","","","","","",39958.770558697943,{"$f":"+U213","v":18795.167560859998},{"$f":"IF(D213=\"MAR\",IF((BB213-AJ213)<0,0,BB213-AJ213),IF(D213=\"C\",IF((BB213-AJ213)<0,0,BB213-AJ213),IF((BB213-AK213)<0,0,BB213-AK213)))","v":1204.4784808955483},{"$f":"IF(AG213=0,\"\",IF(AG213-AL213<0,0,AG213-AL213))","v":""},{"$f":"IF(D213=\"MAR\",0,IF(D213=\"C\",0,AJ213))","v":2764.8609226934868},{"$f":"IF(T213-BE213<0,0,T213-BE213)","v":1531.5984881308132},{"$f":"IF(D213=\"MAR\",IF(AI213+R213+AJ213=0,\"Infinito\",(I213+U213+AG213)/(AI213+R213)),IF(D213=\"C\",IF(AI213+R213+AJ213=0,\"Infinito\",(I213+U213+AG213)/(AI213+R213)),IF(AI213+R213+AJ213=0,\"Infinito\",(I213+U213+AG213)/(AI213+R213+AJ213))))","v":1.0684725012999878},{"$f":"IF(BG213<1.4,\"1\", IF(BG213<3,\"2\", IF(BG213<9,\"3\", \"4\")))","v":"1"},{"$f":"IF(BG213<1.4,\"ROJO\", IF(BG213<3,\"AMARILLO\", IF(BG213<9,\"VERDE\", \"AZUL\")))","v":"ROJO"},{"$f":"IF(BG213<1.4,\"Déficit\", IF(BG213<3,\"Equilibrio\", IF(BG213<9,\"Disponibilidad\", \"Abundante\")))","v":"Déficit"},{"$f":"IF(I213+U213+AG213<=0,0,I213+U213+AG213)","v":23899.679966864303},{"$f":"IF(D213=\"MAR\",AI213+R213,IF(D213=\"C\",AI213+R213,AI213+R213+AJ213))","v":22368.081478733489},{"$f":"BK213/BL213","v":1.0684725012999878},{"$f":"IF(BM213-BG213=0,\"\",\"CHECAR\")","v":""}]
[null,null,null,null,null,null,null,null,null,null,null,null,null,null,null,null,null,null,null,null,{"$f":"IF(U215=0,\"\",U215/(SUM($U215:$AG215)))","v":1},"","","","","","","","","","","","",1,null,null,null,null,null,{"$f":"IF(U214=0,\"\",U214)","v":1},"","","","","","","","","","","","",1]
[65,{"$f":"A215","v":65},{"$f":"A215","v":65},67,null,null,null,{"$f":"C38","v":555.58299999999997},null,{"$f":"J38","v":0},{"$f":"I38","v":0.24028417499999999},555.82328417500003,{"$f":"H38","v":1.5944598999999999},{"$f":"L38","v":0},0,{"$f":"SUM(M215:O215)","v":1.5944598999999999},1.5944598999999999,0,{"$f":"L215-Q215-R215","v":554.22882427500008},{"$f":"IF(S215<0,0,S215)","v":554.22882427500008},{"$f":"K215+H215","v":555.82328417500003},null,null,null,null,null,null,null,null,null,null,null,{"$f":"J215","v":0},555.82328417500003,{"$f":"+Q215","v":1.5944598999999999},{"$f":"(AI219+R219+AJ219)*W218","v":356.65776676668526},{"$f":"(AI215+R215+AJ215)*U214","v":358.25222666668526},{"$f":"IF(AG215>0,(AI215+R215+AJ215)*AG214,\"\")","v":""},{"$f":"SUM(AI215:AK215)","v":716.50445333337052},{"$f":"IF(AN214=\"\",\"\",$AM215*AN214)","v":716.50445333337052},"","","","","","","","","","","","",716.50445333337052,{"$f":"+U215","v":555.82328417500003},{"$f":"IF(D215=\"MAR\",IF((BB215-AJ215)<0,0,BB215-AJ215),IF(D215=\"C\",IF((BB215-AJ215)<0,0,BB215-AJ215),IF((BB215-AK215)<0,0,BB215-AK215)))","v":197.57105750831477},{"$f":"IF(AG215=0,\"\",IF(AG215-AL215<0,0,AG215-AL215))","v":""},{"$f":"IF(D215=\"MAR\",0,IF(D215=\"C\",0,AJ215))","v":356.65776676668526},{"$f":"IF(T215-BE215<0,0,T215-BE215)","v":197.57105750831482},{"$f":"IF(D215=\"MAR\",IF(AI215+R215+AJ215=0,\"Infinito\",(I215+U215+AG215)/(AI215+R215)),IF(D215=\"C\",IF(AI215+R215+AJ215=0,\"Infinito\",(I215+U215+AG215)/(AI215+R215)),IF(AI215+R215+AJ215=0,\"Infinito\",(I215+U215+AG215)/(AI215+R215+AJ215))))","v":1.5514859163517025},{"$f":"IF(BG215<1.4,\"1\", IF(BG215<3,\"2\", IF(BG215<9,\"3\", \"4\")))","v":"2"},{"$f":"IF(BG215<1.4,\"ROJO\", IF(BG215<3,\"AMARILLO\", IF(BG215<9,\"VERDE\", \"AZUL\")))","v":"AMARILLO"},{"$f":"IF(BG215<1.4,\"Déficit\", IF(BG215<3,\"Equilibrio\", IF(BG215<9,\"Disponibilidad\", \"Abundante\")))","v":"Equilibrio"},{"$f":"IF(I215+U215+AG215<=0,0,I215+U215+AG215)","v":555.82328417500003},{"$f":"IF(D215=\"MAR\",AI215+R215,IF(D215=\"C\",AI215+R215,AI215+R215+AJ215))","v":358.25222666668526},{"$f":"BK215/BL215","v":1.5514859163517025},{"$f":"IF(BM215-BG215=0,\"\",\"CHECAR\")","v":""}]
[null,null,null,null,null,null,null,null,null,null,null,null,null,null,null,null,null,null,null,null,{"$f":"IF(U217=0,\"\",U217/(SUM($U217:$AG217)))","v":1},"","","","","","","","","","","","",1,null,null,null,null,null,{"$f":"IF(U216=0,\"\",U216)","v":1},"","","","","","","","","","","","",1]
[66,{"$f":"A217","v":66},{"$f":"A217","v":66},67,null,null,null,{"$f":"C39","v":801.601},null,{"$f":"J39","v":0},{"$f":"I39","v":0.17914538450000006},{"$f":"SUM(H217:K217)","v":801.78014538449997},{"$f":"H39","v":0.98586430999999997},{"$f":"L39","v":0},0,{"$f":"SUM(M217:O217)","v":0.98586430999999997},{"$f":"+P217","v":0.98586430999999997},0,{"$f":"L217-Q217-R217","v":800.79428107449996},{"$f":"IF(S217<0,0,S217)","v":800.79428107449996},{"$f":"K217+H217","v":801.78014538449997},null,null,null,null,null,null,null,null,null,null,null,{"$f":"J217","v":0},801.78014538449997,{"$f":"+Q217","v":0.98586430999999997},{"$f":"(AI219+R219+AJ219)*X218","v":515.32776250166523},{"$f":"(AI217+R217+AJ217)*U216","v":516.31362681166524},{"$f":"IF(AG217>0,(AI217+R217+AJ217)*AG216,\"\")","v":""},{"$f":"SUM(AI217:AK217)","v":1032.6272536233305},{"$f":"IF(AN216=\"\",\"\",$AM217*AN216)","v":1032.6272536233305},"","","","","","","","","","","","",1032.6272536233305,{"$f":"+U217","v":801.78014538449997},{"$f":"IF(D217=\"MAR\",IF((BB217-AJ217)<0,0,BB217-AJ217),IF(D217=\"C\",IF((BB217-AJ217)<0,0,BB217-AJ217),IF((BB217-AK217)<0,0,BB217-AK217)))","v":285.46651857283473},{"$f":"IF(AG217=0,\"\",IF(AG217-AL217<0,0,AG217-AL217))","v":""},{"$f":"IF(D217=\"MAR\",0,IF(D217=\"C\",0,AJ217))","v":515.32776250166523},{"$f":"IF(T217-BE217<0,0,T217-BE217)","v":285.46651857283473},{"$f":"IF(D217=\"MAR\",IF(AI217+R217+AJ217=0,\"Infinito\",(I217+U217+AG217)/(AI217+R217)),IF(D217=\"C\",IF(AI217+R217+AJ217=0,\"Infinito\",(I217+U217+AG217)/(AI217+R217)),IF(AI217+R217+AJ217=0,\"Infinito\",(I217+U217+AG217)/(AI217+R217+AJ217))))","v":1.5528936362490464},{"$f":"IF(BG217<1.4,\"1\", IF(BG217<3,\"2\", IF(BG217<9,\"3\", \"4\")))","v":"2"},{"$f":"IF(BG217<1.4,\"ROJO\", IF(BG217<3,\"AMARILLO\", IF(BG217<9,\"VERDE\", \"AZUL\")))","v":"AMARILLO"},{"$f":"IF(BG217<1.4,\"Déficit\", IF(BG217<3,\"Equilibrio\", IF(BG217<9,\"Disponibilidad\", \"Abundante\")))","v":"Equilibrio"},{"$f":"IF(I217+U217+AG217<=0,0,I217+U217+AG217)","v":801.78014538449997},{"$f":"IF(D217=\"MAR\",AI217+R217,IF(D217=\"C\",AI217+R217,AI217+R217+AJ217))","v":516.31362681166524},{"$f":"BK217/BL217","v":1.5528936362490464},{"$f":"IF(BM217-BG217=0,\"\",\"CHECAR\")","v":""}]
[null,null,null,null,null,null,null,null,null,null,null,null,null,null,null,null,null,null,null,null,{"$f":"IF(U219=0,\"\",U219/(SUM($U219:$AG219)))","v":0.7829596024018376},0.16500188333255306,2.1284688404636095E-2,3.075382586097327E-2,"","","","","","","","","",1,null,null,null,null,null,{"$f":"IF(U218=0,\"\",U218)","v":0.7829596024018376},0.16500188333255306,2.1284688404636095E-2,3.075382586097327E-2,"","","","","","","","","",1]
[67,{"$f":"A219","v":67},{"$f":"A219","v":67},"68 y 71",null,null,null,{"$f":"C40","v":819.43399999999997},{"$f":"T213+T215+T217","v":5651.4825161737999},{"$f":"J40","v":0},{"$f":"I40","v":19567.934217214501},26038.850733388303,{"$f":"H40","v":44.421034389999996},{"$f":"L40","v":0},0,44.421034389999996,44.421034389999996,0,{"$f":"L219-Q219-R219","v":25994.429698998301},{"$f":"IF(S219<0,0,S219)","v":25994.429698998301},{"$f":"K219+H219","v":20387.368217214502},{"$f":"T213","v":4296.4594108243},{"$f":"+T215","v":554.22882427500008},{"$f":"+T217","v":800.79428107449996},null,null,null,null,null,null,null,null,{"$f":"J219","v":0},26038.850733388303,{"$f":"+Q219","v":44.421034389999996},{"$f":"(AI227+R227+AJ227)*V226+(AI221+R221+AJ221)*V220","v":16712.120568962779},{"$f":"(AI219+R219+AJ219)*U218","v":13119.695151390943},{"$f":"IF(AG219>0,(AI219+R219+AJ219)*AG218,\"\")","v":""},{"$f":"SUM(AI219:AK219)","v":29876.236754743724},{"$f":"IF(AN218=\"\",\"\",$AM219*AN218)","v":23391.886450757313},4929.6353314219577,635.90639002785645,918.80858253659767,"","","","","","","","","",29876.236754743721,{"$f":"+U219","v":20387.368217214502},{"$f":"IF(D219=\"MAR\",IF((BB219-AJ219)<0,0,BB219-AJ219),IF(D219=\"C\",IF((BB219-AJ219)<0,0,BB219-AJ219),IF((BB219-AK219)<0,0,BB219-AK219)))","v":7267.6730658235592},{"$f":"IF(AG219=0,\"\",IF(AG219-AL219<0,0,AG219-AL219))","v":""},{"$f":"IF(D219=\"MAR\",0,IF(D219=\"C\",0,AJ219))","v":16712.120568962779},{"$f":"IF(T219-BE219<0,0,T219-BE219)","v":9282.3091300355227},{"$f":"IF(D219=\"MAR\",IF(AI219+R219+AJ219=0,\"Infinito\",(I219+U219+AG219)/(AI219+R219)),IF(D219=\"C\",IF(AI219+R219+AJ219=0,\"Infinito\",(I219+U219+AG219)/(AI219+R219)),IF(AI219+R219+AJ219=0,\"Infinito\",(I219+U219+AG219)/(AI219+R219+AJ219))))","v":1.5539513671590948},{"$f":"IF(BG219<1.4,\"1\", IF(BG219<3,\"2\", IF(BG219<9,\"3\", \"4\")))","v":"2"},{"$f":"IF(BG219<1.4,\"ROJO\", IF(BG219<3,\"AMARILLO\", IF(BG219<9,\"VERDE\", \"AZUL\")))","v":"AMARILLO"},{"$f":"IF(BG219<1.4,\"Déficit\", IF(BG219<3,\"Equilibrio\", IF(BG219<9,\"Disponibilidad\", \"Abundante\")))","v":"Equilibrio"},{"$f":"IF(I219+U219+AG219<=0,0,I219+U219+AG219)","v":26038.850733388303},{"$f":"IF(D219=\"MAR\",AI219+R219,IF(D219=\"C\",AI219+R219,AI219+R219+AJ219))","v":16756.54160335278},{"$f":"BK219/BL219","v":1.5539513671590948},{"$f":"IF(BM219-BG219=0,\"\",\"CHECAR\")","v":""}]
[null,null,null,null,null,null,null,null,null,null,null,null,null,null,null,null,null,null,null,null,{"$f":"IF(U221=0,\"\",U221/(SUM($U221:$AG221)))","v":7.4146861623046845E-2},0.92585313837695316,"","","","","","","","","","","",1,null,null,null,null,null,{"$f":"IF(U220=0,\"\",U220)","v":7.4146861623046845E-2},0.92585313837695316,"","","","","","","","","","","",1]
[68,{"$f":"A221","v":68},{"$f":"A221","v":68},69,null,null,null,{"$f":"C41","v":1038.2529999999999},{"$f":"T219/2","v":12997.214849499151},{"$f":"J41","v":0},{"$f":"I41","v":2.6277304150000003},14038.095579914152,{"$f":"H41","v":23.764797819999998},{"$f":"L41","v":0},0,23.764797819999998,23.764797819999998,0,{"$f":"L221-Q221-R221","v":14014.330782094152},{"$f":"IF(S221<0,0,S221)","v":14014.330782094152},{"$f":"K221+H221","v":1040.880730415},{"$f":"T219/2","v":12997.214849499151},null,null,null,null,null,null,null,null,null,null,{"$f":"J221","v":0},14038.09557991415,{"$f":"+Q221","v":23.764797819999998},{"$f":"(AI223+R223+AJ223)*V222","v":12530.906764424082},{"$f":"(AI221+R221+AJ221)*U220","v":930.88949504851337},{"$f":"IF(AG221>0,(AI221+R221+AJ221)*AG220,\"\")","v":""},{"$f":"SUM(AI221:AK221)","v":13485.561057292596},{"$f":"IF(AN220=\"\",\"\",$AM221*AN220)","v":999.91202962422346},12485.649027668373,"","","","","","","","","","","",13485.561057292596,{"$f":"+U221","v":1040.880730415},{"$f":"IF(D221=\"MAR\",IF((BB221-AJ221)<0,0,BB221-AJ221),IF(D221=\"C\",IF((BB221-AJ221)<0,0,BB221-AJ221),IF((BB221-AK221)<0,0,BB221-AK221)))","v":109.99123536648665},{"$f":"IF(AG221=0,\"\",IF(AG221-AL221<0,0,AG221-AL221))","v":""},{"$f":"IF(D221=\"MAR\",0,IF(D221=\"C\",0,AJ221))","v":12530.906764424082},{"$f":"IF(T221-BE221<0,0,T221-BE221)","v":1483.4240176700696},{"$f":"IF(D221=\"MAR\",IF(AI221+R221+AJ221=0,\"Infinito\",(I221+U221+AG221)/(AI221+R221)),IF(D221=\"C\",IF(AI221+R221+AJ221=0,\"Infinito\",(I221+U221+AG221)/(AI221+R221)),IF(AI221+R221+AJ221=0,\"Infinito\",(I221+U221+AG221)/(AI221+R221+AJ221))))","v":1.1181571346024852},{"$f":"IF(BG221<1.4,\"1\", IF(BG221<3,\"2\", IF(BG221<9,\"3\", \"4\")))","v":"1"},{"$f":"IF(BG221<1.4,\"ROJO\", IF(BG221<3,\"AMARILLO\", IF(BG221<9,\"VERDE\", \"AZUL\")))","v":"ROJO"},{"$f":"IF(BG221<1.4,\"Déficit\", IF(BG221<3,\"Equilibrio\", IF(BG221<9,\"Disponibilidad\", \"Abundante\")))","v":"Déficit"},{"$f":"IF(I221+U221+AG221<=0,0,I221+U221+AG221)","v":14038.09557991415},{"$f":"IF(D221=\"MAR\",AI221+R221,IF(D221=\"C\",AI221+R221,AI221+R221+AJ221))","v":12554.671562244082},{"$f":"BK221/BL221","v":1.1181571346024852},{"$f":"IF(BM221-BG221=0,\"\",\"CHECAR\")","v":""}]
[null,null,null,null,null,null,null,null,null,null,null,null,null,null,null,null,null,null,null,null,{"$f":"IF(U223=0,\"\",U223/(SUM($U223:$AG223)))","v":2.0211215095249219E-2},0.97978878490475085,"","","","","","","","","","","",1,null,null,null,null,null,{"$f":"IF(U222=0,\"\",U222)","v":2.0211215095249219E-2},0.97978878490475085,"","","","","","","","","","","",1]
[69,{"$f":"A223","v":69},{"$f":"A223","v":69},115,null,null,null,{"$f":"C42","v":288.96600000000001},{"$f":"T221","v":14014.330782094152},{"$f":"J42","v":0},{"$f":"I42","v":0.123504},14303.420286094151,{"$f":"H42","v":0.16467200000000001},{"$f":"L42","v":0},0,0.16467200000000001,0.16467200000000001,0,{"$f":"L223-Q223-R223","v":14303.255614094151},{"$f":"IF(S223<0,0,S223)","v":14303.255614094151},{"$f":"K223+H223","v":289.08950400000003},{"$f":"T221","v":14014.330782094152},null,null,null,null,null,null,null,null,null,null,{"$f":"J223","v":0},14303.420286094151,{"$f":"+Q223","v":0.16467200000000001},{"$f":"(AI315+R315+AJ315)*V314","v":12789.23132587546},{"$f":"(AI223+R223+AJ223)*U222","v":258.48923345138047},{"$f":"IF(AG223>0,(AI223+R223+AJ223)*AG222,\"\")","v":""},{"$f":"SUM(AI223:AK223)","v":13047.885231326842},{"$f":"IF(AN222=\"\",\"\",$AM223*AN222)","v":263.71361494847241},12784.171616378369,"","","","","","","","","","","",13047.885231326842,{"$f":"+U223","v":289.08950400000003},{"$f":"IF(D223=\"MAR\",IF((BB223-AJ223)<0,0,BB223-AJ223),IF(D223=\"C\",IF((BB223-AJ223)<0,0,BB223-AJ223),IF((BB223-AK223)<0,0,BB223-AK223)))","v":30.600270548619562},{"$f":"IF(AG223=0,\"\",IF(AG223-AL223<0,0,AG223-AL223))","v":""},{"$f":"IF(D223=\"MAR\",0,IF(D223=\"C\",0,AJ223))","v":12789.23132587546},{"$f":"IF(T223-BE223<0,0,T223-BE223)","v":1514.0242882186903},{"$f":"IF(D223=\"MAR\",IF(AI223+R223+AJ223=0,\"Infinito\",(I223+U223+AG223)/(AI223+R223)),IF(D223=\"C\",IF(AI223+R223+AJ223=0,\"Infinito\",(I223+U223+AG223)/(AI223+R223)),IF(AI223+R223+AJ223=0,\"Infinito\",(I223+U223+AG223)/(AI223+R223+AJ223))))","v":1.118381218977831},{"$f":"IF(BG223<1.4,\"1\", IF(BG223<3,\"2\", IF(BG223<9,\"3\", \"4\")))","v":"1"},{"$f":"IF(BG223<1.4,\"ROJO\", IF(BG223<3,\"AMARILLO\", IF(BG223<9,\"VERDE\", \"AZUL\")))","v":"ROJO"},{"$f":"IF(BG223<1.4,\"Déficit\", IF(BG223<3,\"Equilibrio\", IF(BG223<9,\"Disponibilidad\", \"Abundante\")))","v":"Déficit"},{"$f":"IF(I223+U223+AG223<=0,0,I223+U223+AG223)","v":14303.420286094151},{"$f":"IF(D223=\"MAR\",AI223+R223,IF(D223=\"C\",AI223+R223,AI223+R223+AJ223))","v":12789.395997875461},{"$f":"BK223/BL223","v":1.118381218977831},{"$f":"IF(BM223-BG223=0,\"\",\"CHECAR\")","v":""}]
[null,null,null,null,null,null,null,null,null,null,null,null,null,null,null,null,null,null,null,null,{"$f":"IF(U225=0,\"\",U225/(SUM($U225:$AG225)))","v":1},"","","","","","","","","","","","",1,null,null,null,null,null,{"$f":"IF(U224=0,\"\",U224)","v":1},"","","","","","","","","","","","",1]
[70,{"$f":"A225","v":70},{"$f":"A225","v":70},71,null,null,null,{"$f":"C43","v":274.79199999999997},null,{"$f":"J43","v":0},{"$f":"I43","v":1.7315448},276.52354479999997,{"$f":"H43","v":10.530781999999999},{"$f":"L43","v":0},0,10.530781999999999,10.530781999999999,0,{"$f":"L225-Q225-R225","v":265.99276279999998},{"$f":"IF(S225<0,0,S225)","v":265.99276279999998},{"$f":"K225+H225","v":276.52354479999997},null,null,null,null,null,null,null,null,null,null,null,{"$f":"J225","v":0},276.52354479999997,{"$f":"+Q225","v":10.530781999999999},{"$f":"(AI227+R227+AJ227)*W226","v":104.13471130692503},{"$f":"(AI225+R225+AJ225)*U224","v":114.66549330692503},{"$f":"IF(AG225>0,(AI225+R225+AJ225)*AG224,\"\")","v":""},{"$f":"SUM(AI225:AK225)","v":229.33098661385006},{"$f":"IF(AN224=\"\",\"\",$AM225*AN224)","v":229.33098661385006},"","","","","","","","","","","","",229.33098661385006,{"$f":"+U225","v":276.52354479999997},{"$f":"IF(D225=\"MAR\",IF((BB225-AJ225)<0,0,BB225-AJ225),IF(D225=\"C\",IF((BB225-AJ225)<0,0,BB225-AJ225),IF((BB225-AK225)<0,0,BB225-AK225)))","v":161.85805149307492},{"$f":"IF(AG225=0,\"\",IF(AG225-AL225<0,0,AG225-AL225))","v":""},{"$f":"IF(D225=\"MAR\",0,IF(D225=\"C\",0,AJ225))","v":104.13471130692503},{"$f":"IF(T225-BE225<0,0,T225-BE225)","v":161.85805149307495},{"$f":"IF(D225=\"MAR\",IF(AI225+R225+AJ225=0,\"Infinito\",(I225+U225+AG225)/(AI225+R225)),IF(D225=\"C\",IF(AI225+R225+AJ225=0,\"Infinito\",(I225+U225+AG225)/(AI225+R225)),IF(AI225+R225+AJ225=0,\"Infinito\",(I225+U225+AG225)/(AI225+R225+AJ225))))","v":2.4115672189176358},{"$f":"IF(BG225<1.4,\"1\", IF(BG225<3,\"2\", IF(BG225<9,\"3\", \"4\")))","v":"2"},{"$f":"IF(BG225<1.4,\"ROJO\", IF(BG225<3,\"AMARILLO\", IF(BG225<9,\"VERDE\", \"AZUL\")))","v":"AMARILLO"},{"$f":"IF(BG225<1.4,\"Déficit\", IF(BG225<3,\"Equilibrio\", IF(BG225<9,\"Disponibilidad\", \"Abundante\")))","v":"Equilibrio"},{"$f":"IF(I225+U225+AG225<=0,0,I225+U225+AG225)","v":276.52354479999997},{"$f":"IF(D225=\"MAR\",AI225+R225,IF(D225=\"C\",AI225+R225,AI225+R225+AJ225))","v":114.66549330692503},{"$f":"BK225/BL225","v":2.4115672189176358},{"$f":"IF(BM225-BG225=0,\"\",\"CHECAR\")","v":""}]
[null,null,null,null,null,null,null,null,null,null,null,null,null,null,null,null,null,null,null,null,{"$f":"IF(U227=0,\"\",U227/(SUM($U227:$AG227)))","v":3.4908008920835037E-2},0.94573713420236749,1.9354856876797413E-2,"","","","","","","","","","",0.99999999999999989,null,null,null,null,null,null,{"$f":"IF(V226=0,\"\",V226)","v":0.94573713420236749},1.9354856876797413E-2,"","","","","","","","","",""]
[71,{"$f":"A227","v":71},{"$f":"A227","v":71},"MAR",null,null,null,{"$f":"C44","v":475.11200000000002},{"$f":"T219/2+T225","v":13263.207612299151},{"$f":"J44","v":0},{"$f":"I44","v":4.6268994299999981},13742.946511729151,{"$f":"H44","v":22.948367399999999},{"$f":"L44","v":0},0,22.948367399999999,22.948367399999999,0,{"$f":"L227-Q227-R227","v":13719.998144329151},{"$f":"IF(S227<0,0,S227)","v":13719.998144329151},{"$f":"K227+H227","v":479.73889943},{"$f":"T219/2","v":12997.214849499151},{"$f":"+T225","v":265.99276279999998},null,null,null,null,null,null,null,null,null,{"$f":"J227","v":0},13742.946511729151,{"$f":"+Q227","v":22.948367399999999},5357.34,{"$f":"(AI227+R227)*U226","v":0.80108181391779987},{"$f":"IF(AG227>0,(AI227+R227+AJ227)*AG226,\"\")","v":""},{"$f":"SUM(AI227:AK227)","v":5381.0894492139187},{"$f":"IF(AN226=\"\",\"\",$AM227*AN226)","v":""},5089.0961145861675,104.15021613078001,"","","","","","","","","","",{"$f":"SUM(AN227:AZ227)","v":5193.2463307169473},{"$f":"+U227","v":479.73889943},{"$f":"IF(D227=\"MAR\",IF((BB227-AJ227)<0,0,BB227-AJ227),IF(D227=\"C\",IF((BB227-AJ227)<0,0,BB227-AJ227),IF((BB227-AK227)<0,0,BB227-AK227)))","v":0},{"$f":"IF(AG227=0,\"\",IF(AG227-AL227<0,0,AG227-AL227))","v":""},{"$f":"AJ227","v":5357.34},{"$f":"IF(T227-BE227<0,0,T227-BE227)","v":8362.6581443291507},{"$f":"IF(D227=\"MAR\",IF(AI227+R227+AJ227=0,\"Infinito\",(I227+U227+AG227)/(AI227+R227)),IF(D227=\"C\",IF(AI227+R227+AJ227=0,\"Infinito\",(I227+U227+AG227)/(AI227+R227)),IF(AI227+R227+AJ227=0,\"Infinito\",(I227+U227+AG227)/(AI227+R227+AJ227))))","v":598.86380029496786},{"$f":"IF(BG227<1.4,\"1\", IF(BG227<3,\"2\", IF(BG227<9,\"3\", \"4\")))","v":"4"},{"$f":"IF(BG227<1.4,\"ROJO\", IF(BG227<3,\"AMARILLO\", IF(BG227<9,\"VERDE\", \"AZUL\")))","v":"AZUL"},{"$f":"IF(BG227<1.4,\"Déficit\", IF(BG227<3,\"Equilibrio\", IF(BG227<9,\"Disponibilidad\", \"Abundante\")))","v":"Abundante"},{"$f":"IF(I227+U227+AG227<=0,0,I227+U227+AG227)","v":13742.946511729151},{"$f":"IF(D227=\"MAR\",AI227+R227,IF(D227=\"C\",AI227+R227,AI227+R227+AJ227))","v":22.948367399999999},{"$f":"BK227/BL227","v":598.86380029496786},{"$f":"IF(BM227-BG227=0,\"\",\"CHECAR\")","v":""}]
[null,null,null,null,null,null,null,null,null,null,null,null,null,null,null,null,null,null,null,null,{"$f":"IF(U229=0,\"\",U229/(SUM($U229:$AG229)))","v":1},"","","","","","","","","","","","",1,null,null,null,null,null,null,{"$f":"IF(V228=0,\"\",V228)","v":""},"","","","","","","","","","",""]
[72,{"$f":"A229","v":72},{"$f":"A229","v":72},"MAR",null,null,null,{"$f":"C45","v":359.18599999999998},null,{"$f":"J45","v":0},{"$f":"I45","v":1.5924598349999997},360.77845983499998,{"$f":"H45","v":16.3129937},{"$f":"L45","v":0},0,16.3129937,16.3129937,0,{"$f":"L229-Q229-R229","v":344.46546613499999},{"$f":"IF(S229<0,0,S229)","v":344.46546613499999},{"$f":"K229+H229","v":360.77845983499998},null,null,null,null,null,null,null,null,null,null,null,{"$f":"J229","v":0},360.77845983499998,{"$f":"+Q229","v":16.3129937},134.13,{"$f":"(AI229+R229)","v":16.3129937},{"$f":"IF(AG229>0,(AI229+R229+AJ229)*AG228,\"\")","v":""},{"$f":"SUM(AI229:AK229)","v":166.75598739999998},{"$f":"IF(AN228=\"\",\"\",$AM229*AN228)","v":""},"","","","","","","","","","","","",{"$f":"SUM(AN229:AZ229)","v":0},{"$f":"+U229","v":360.77845983499998},{"$f":"IF(D229=\"MAR\",IF((BB229-AJ229)<0,0,BB229-AJ229),IF(D229=\"C\",IF((BB229-AJ229)<0,0,BB229-AJ229),IF((BB229-AK229)<0,0,BB229-AK229)))","v":226.64845983499998},{"$f":"IF(AG229=0,\"\",IF(AG229-AL229<0,0,AG229-AL229))","v":""},{"$f":"AJ229","v":134.13},{"$f":"IF(T229-BE229<0,0,T229-BE229)","v":210.33546613499999},{"$f":"IF(D229=\"MAR\",IF(AI229+R229+AJ229=0,\"Infinito\",(I229+U229+AG229)/(AI229+R229)),IF(D229=\"C\",IF(AI229+R229+AJ229=0,\"Infinito\",(I229+U229+AG229)/(AI229+R229)),IF(AI229+R229+AJ229=0,\"Infinito\",(I229+U229+AG229)/(AI229+R229+AJ229))))","v":22.116017848704249},{"$f":"IF(BG229<1.4,\"1\", IF(BG229<3,\"2\", IF(BG229<9,\"3\", \"4\")))","v":"4"},{"$f":"IF(BG229<1.4,\"ROJO\", IF(BG229<3,\"AMARILLO\", IF(BG229<9,\"VERDE\", \"AZUL\")))","v":"AZUL"},{"$f":"IF(BG229<1.4,\"Déficit\", IF(BG229<3,\"Equilibrio\", IF(BG229<9,\"Disponibilidad\", \"Abundante\")))","v":"Abundante"},{"$f":"IF(I229+U229+AG229<=0,0,I229+U229+AG229)","v":360.77845983499998},{"$f":"IF(D229=\"MAR\",AI229+R229,IF(D229=\"C\",AI229+R229,AI229+R229+AJ229))","v":16.3129937},{"$f":"BK229/BL229","v":22.116017848704249},{"$f":"IF(BM229-BG229=0,\"\",\"CHECAR\")","v":""}]
[null,null,null,null,null,null,null,null,null,null,null,null,null,null,null,null,null,null,null,null,{"$f":"IF(U231=0,\"\",U231/(SUM($U231:$AG231)))","v":1},"","","","","","","","","","","","",1,null,null,null,null,null,{"$f":"IF(U230=0,\"\",U230)","v":1},"","","","","","","","","","","",""]
[73,{"$f":"A231","v":73},{"$f":"A231","v":73},79,null,null,null,{"$f":"C46","v":432.74400000000003},null,{"$f":"J46","v":0},{"$f":"I46","v":0.96665907000000018},433.71065907000002,{"$f":"H46","v":2.2958540599999999},{"$f":"L46","v":0},0,2.2958540599999999,2.2958540599999999,0,{"$f":"L231-Q231-R231","v":431.41480501000001},{"$f":"IF(S231<0,0,S231)","v":431.41480501000001},{"$f":"K231+H231","v":433.71065907000002},null,null,null,null,null,null,null,null,null,null,null,{"$f":"J231","v":0},433.71065907000002,{"$f":"+Q231","v":2.2958540599999999},{"$f":"(AI243+R243+AJ243)*V242","v":385.99695362847092},{"$f":"(AI231+R231+AJ231)*U230","v":388.29280768847093},{"$f":"IF(AG231>0,(AI231+R231+AJ231)*AG230,\"\")","v":""},{"$f":"SUM(AI231:AK231)","v":776.58561537694186},{"$f":"IF(AN230=\"\",\"\",$AM231*AN230)","v":776.58561537694186},"","","","","","","","","","","","",{"$f":"SUM(AN231:AZ231)","v":776.58561537694186},{"$f":"+U231","v":433.71065907000002},{"$f":"IF(D231=\"MAR\",IF((BB231-AJ231)<0,0,BB231-AJ231),IF(D231=\"C\",IF((BB231-AJ231)<0,0,BB231-AJ231),IF((BB231-AK231)<0,0,BB231-AK231)))","v":45.41785138152909},{"$f":"IF(AG231=0,\"\",IF(AG231-AL231<0,0,AG231-AL231))","v":""},{"$f":"IF(D231=\"MAR\",0,IF(D231=\"C\",0,AJ231))","v":385.99695362847092},{"$f":"IF(T231-BE231<0,0,T231-BE231)","v":45.41785138152909},{"$f":"IF(D231=\"MAR\",IF(AI231+R231+AJ231=0,\"Infinito\",(I231+U231+AG231)/(AI231+R231)),IF(D231=\"C\",IF(AI231+R231+AJ231=0,\"Infinito\",(I231+U231+AG231)/(AI231+R231)),IF(AI231+R231+AJ231=0,\"Infinito\",(I231+U231+AG231)/(AI231+R231+AJ231))))","v":1.1169680470053105},{"$f":"IF(BG231<1.4,\"1\", IF(BG231<3,\"2\", IF(BG231<9,\"3\", \"4\")))","v":"1"},{"$f":"IF(BG231<1.4,\"ROJO\", IF(BG231<3,\"AMARILLO\", IF(BG231<9,\"VERDE\", \"AZUL\")))","v":"ROJO"},{"$f":"IF(BG231<1.4,\"Déficit\", IF(BG231<3,\"Equilibrio\", IF(BG231<9,\"Disponibilidad\", \"Abundante\")))","v":"Déficit"},{"$f":"IF(I231+U231+AG231<=0,0,I231+U231+AG231)","v":433.71065907000002},{"$f":"IF(D231=\"MAR\",AI231+R231,IF(D231=\"C\",AI231+R231,AI231+R231+AJ231))","v":388.29280768847093},{"$f":"BK231/BL231","v":1.1169680470053105},{"$f":"IF(BM231-BG231=0,\"\",\"CHECAR\")","v":""}]
[null,null,null,null,null,null,null,null,null,null,null,null,null,null,null,null,null,null,null,null,{"$f":"IF(U233=0,\"\",U233/(SUM($U233:$AG233)))","v":1},"","","","","","","","","","","","",1,null,null,null,null,null,{"$f":"IF(U232=0,\"\",U232)","v":1},"","","","","","","","","","","","",1]
[74,{"$f":"A233","v":74},{"$f":"A233","v":74},79,null,null,null,{"$f":"C47","v":286.05200000000002},null,{"$f":"J47","v":0},{"$f":"I47","v":1.1191928849999995},287.17119288500004,{"$f":"H47","v":3.1305150999999993},{"$f":"L47","v":0},0,3.1305150999999993,3.1305150999999993,0,{"$f":"L233-Q233-R233","v":284.04067778500001},{"$f":"IF(S233<0,0,S233)","v":284.04067778500001},{"$f":"K233+H233","v":287.17119288500004},null,null,null,null,null,null,null,null,null,null,null,{"$f":"J233","v":0},287.17119288500004,{"$f":"+Q233","v":3.1305150999999993},{"$f":"(AI243+R243+AJ243)*W242","v":254.13786235044651},{"$f":"(AI233+R233+AJ233)*U232","v":257.26837745044651},{"$f":"IF(AG233>0,(AI233+R233+AJ233)*AG232,\"\")","v":""},{"$f":"SUM(AI233:AK233)","v":514.53675490089302},{"$f":"IF(AN232=\"\",\"\",$AM233*AN232)","v":514.53675490089302},"","","","","","","","","","","","",514.53675490089302,{"$f":"+U233","v":287.17119288500004},{"$f":"IF(D233=\"MAR\",IF((BB233-AJ233)<0,0,BB233-AJ233),IF(D233=\"C\",IF((BB233-AJ233)<0,0,BB233-AJ233),IF((BB233-AK233)<0,0,BB233-AK233)))","v":29.902815434553531},{"$f":"IF(AG233=0,\"\",IF(AG233-AL233<0,0,AG233-AL233))","v":""},{"$f":"IF(D233=\"MAR\",0,IF(D233=\"C\",0,AJ233))","v":254.13786235044651},{"$f":"IF(T233-BE233<0,0,T233-BE233)","v":29.902815434553503},{"$f":"IF(D233=\"MAR\",IF(AI233+R233+AJ233=0,\"Infinito\",(I233+U233+AG233)/(AI233+R233)),IF(D233=\"C\",IF(AI233+R233+AJ233=0,\"Infinito\",(I233+U233+AG233)/(AI233+R233)),IF(AI233+R233+AJ233=0,\"Infinito\",(I233+U233+AG233)/(AI233+R233+AJ233))))","v":1.1162319898422544},{"$f":"IF(BG233<1.4,\"1\", IF(BG233<3,\"2\", IF(BG233<9,\"3\", \"4\")))","v":"1"},{"$f":"IF(BG233<1.4,\"ROJO\", IF(BG233<3,\"AMARILLO\", IF(BG233<9,\"VERDE\", \"AZUL\")))","v":"ROJO"},{"$f":"IF(BG233<1.4,\"Déficit\", IF(BG233<3,\"Equilibrio\", IF(BG233<9,\"Disponibilidad\", \"Abundante\")))","v":"Déficit"},{"$f":"IF(I233+U233+AG233<=0,0,I233+U233+AG233)","v":287.17119288500004},{"$f":"IF(D233=\"MAR\",AI233+R233,IF(D233=\"C\",AI233+R233,AI233+R233+AJ233))","v":257.26837745044651},{"$f":"BK233/BL233","v":1.1162319898422544},{"$f":"IF(BM233-BG233=0,\"\",\"CHECAR\")","v":""}]
[null,null,null,null,null,null,null,null,null,null,null,null,null,null,null,null,null,null,null,null,{"$f":"IF(U235=0,\"\",U235/(SUM($U235:$AG235)))","v":1},"","","","","","","","","","","","",1,null,null,null,null,null,{"$f":"IF(U234=0,\"\",U234)","v":1},"","","","","","","","","","","","",1]
[75,{"$f":"A235","v":75},{"$f":"A235","v":75},79,null,null,null,{"$f":"C48","v":742.01400000000001},null,{"$f":"J48","v":0},{"$f":"I48","v":5.3523383034999927},747.36633830350002,{"$f":"H48","v":17.680157389999998},{"$f":"L48","v":0},0,17.680157389999998,17.680157389999998,0,{"$f":"L235-Q235-R235","v":729.68618091350004},{"$f":"IF(S235<0,0,S235)","v":729.68618091350004},{"$f":"K235+H235","v":747.36633830350002},null,null,null,null,null,null,null,null,null,null,null,{"$f":"J235","v":0},747.36633830350002,{"$f":"+Q235","v":17.680157389999998},{"$f":"(AI243+R243+AJ243)*X242","v":652.86735565525066},{"$f":"(AI235+R235+AJ235)*U234","v":670.54751304525064},{"$f":"IF(AG235>0,(AI235+R235+AJ235)*AG234,\"\")","v":""},{"$f":"SUM(AI235:AK235)","v":1341.0950260905013},{"$f":"IF(AN234=\"\",\"\",$AM235*AN234)","v":1341.0950260905013},"","","","","","","","","","","","",1341.0950260905013,{"$f":"+U235","v":747.36633830350002},{"$f":"IF(D235=\"MAR\",IF((BB235-AJ235)<0,0,BB235-AJ235),IF(D235=\"C\",IF((BB235-AJ235)<0,0,BB235-AJ235),IF((BB235-AK235)<0,0,BB235-AK235)))","v":76.818825258249376},{"$f":"IF(AG235=0,\"\",IF(AG235-AL235<0,0,AG235-AL235))","v":""},{"$f":"IF(D235=\"MAR\",0,IF(D235=\"C\",0,AJ235))","v":652.86735565525066},{"$f":"IF(T235-BE235<0,0,T235-BE235)","v":76.818825258249376},{"$f":"IF(D235=\"MAR\",IF(AI235+R235+AJ235=0,\"Infinito\",(I235+U235+AG235)/(AI235+R235)),IF(D235=\"C\",IF(AI235+R235+AJ235=0,\"Infinito\",(I235+U235+AG235)/(AI235+R235)),IF(AI235+R235+AJ235=0,\"Infinito\",(I235+U235+AG235)/(AI235+R235+AJ235))))","v":1.1145613454136625},{"$f":"IF(BG235<1.4,\"1\", IF(BG235<3,\"2\", IF(BG235<9,\"3\", \"4\")))","v":"1"},{"$f":"IF(BG235<1.4,\"ROJO\", IF(BG235<3,\"AMARILLO\", IF(BG235<9,\"VERDE\", \"AZUL\")))","v":"ROJO"},{"$f":"IF(BG235<1.4,\"Déficit\", IF(BG235<3,\"Equilibrio\", IF(BG235<9,\"Disponibilidad\", \"Abundante\")))","v":"Déficit"},{"$f":"IF(I235+U235+AG235<=0,0,I235+U235+AG235)","v":747.36633830350002},{"$f":"IF(D235=\"MAR\",AI235+R235,IF(D235=\"C\",AI235+R235,AI235+R235+AJ235))","v":670.54751304525064},{"$f":"BK235/BL235","v":1.1145613454136625},{"$f":"IF(BM235-BG235=0,\"\",\"CHECAR\")","v":""}]
[null,null,null,null,null,null,null,null,null,null,null,null,null,null,null,null,null,null,null,null,{"$f":"IF(U237=0,\"\",U237/(SUM($U237:$AG237)))","v":1},"","","","","","","","","","","","",1,null,null,null,null,null,{"$f":"IF(U236=0,\"\",U236)","v":1},"","","","","","","","","","","","",1]
[76,{"$f":"A237","v":76},{"$f":"A237","v":76},80,null,null,null,{"$f":"C49","v":555.67100000000005},null,{"$f":"J49","v":0},{"$f":"I49","v":2.3962976174999993},558.0672976175,{"$f":"H49","v":6.1708474900000008},{"$f":"L49","v":0},0,6.1708474900000008,6.1708474900000008,0,{"$f":"L237-Q237-R237","v":551.89645012749997},{"$f":"IF(S237<0,0,S237)","v":551.89645012749997},{"$f":"K237+H237","v":558.0672976175},null,null,null,null,null,null,null,null,null,null,null,{"$f":"J237","v":0},558.0672976175,{"$f":"+Q237","v":6.1708474900000008},{"$f":"(AI245+R245+AJ245)*V244","v":494.05086574706064},{"$f":"(AI237+R237+AJ237)*U236","v":500.22171323706067},{"$f":"IF(AG237>0,(AI237+R237+AJ237)*AG236,\"\")","v":""},{"$f":"SUM(AI237:AK237)","v":1000.4434264741213},{"$f":"IF(AN236=\"\",\"\",$AM237*AN236)","v":1000.4434264741213},"","","","","","","","","","","","",1000.4434264741213,{"$f":"+U237","v":558.0672976175},{"$f":"IF(D237=\"MAR\",IF((BB237-AJ237)<0,0,BB237-AJ237),IF(D237=\"C\",IF((BB237-AJ237)<0,0,BB237-AJ237),IF((BB237-AK237)<0,0,BB237-AK237)))","v":57.845584380439334},{"$f":"IF(AG237=0,\"\",IF(AG237-AL237<0,0,AG237-AL237))","v":""},{"$f":"IF(D237=\"MAR\",0,IF(D237=\"C\",0,AJ237))","v":494.05086574706064},{"$f":"IF(T237-BE237<0,0,T237-BE237)","v":57.845584380439334},{"$f":"IF(D237=\"MAR\",IF(AI237+R237+AJ237=0,\"Infinito\",(I237+U237+AG237)/(AI237+R237)),IF(D237=\"C\",IF(AI237+R237+AJ237=0,\"Infinito\",(I237+U237+AG237)/(AI237+R237)),IF(AI237+R237+AJ237=0,\"Infinito\",(I237+U237+AG237)/(AI237+R237+AJ237))))","v":1.1156398909717573},{"$f":"IF(BG237<1.4,\"1\", IF(BG237<3,\"2\", IF(BG237<9,\"3\", \"4\")))","v":"1"},{"$f":"IF(BG237<1.4,\"ROJO\", IF(BG237<3,\"AMARILLO\", IF(BG237<9,\"VERDE\", \"AZUL\")))","v":"ROJO"},{"$f":"IF(BG237<1.4,\"Déficit\", IF(BG237<3,\"Equilibrio\", IF(BG237<9,\"Disponibilidad\", \"Abundante\")))","v":"Déficit"},{"$f":"IF(I237+U237+AG237<=0,0,I237+U237+AG237)","v":558.0672976175},{"$f":"IF(D237=\"MAR\",AI237+R237,IF(D237=\"C\",AI237+R237,AI237+R237+AJ237))","v":500.22171323706067},{"$f":"BK237/BL237","v":1.1156398909717573},{"$f":"IF(BM237-BG237=0,\"\",\"CHECAR\")","v":""}]
[null,null,null,null,null,null,null,null,null,null,null,null,null,null,null,null,null,null,null,null,{"$f":"IF(U239=0,\"\",U239/(SUM($U239:$AG239)))","v":1},"","","","","","","","","","","","",{"$f":"SUM(U238:AG238)","v":1},null,null,null,null,null,{"$f":"IF(U238=0,\"\",U238)","v":1},"","","","","","","","","","","","",1]
[77,{"$f":"A239","v":77},{"$f":"A239","v":77},81,null,null,null,{"$f":"C50","v":879.178},null,{"$f":"J50","v":0},{"$f":"I50","v":8.5599001519999938},887.73790015199995,{"$f":"H50","v":24.796575760000007},{"$f":"L50","v":0},0,24.796575760000007,24.796575760000007,0,{"$f":"L239-Q239-R239","v":862.94132439199996},{"$f":"IF(S239<0,0,S239)","v":862.94132439199996},{"$f":"K239+H239","v":887.73790015199995},null,null,null,null,null,null,null,null,null,null,null,{"$f":"J239","v":0},{"$f":"SUM(U239:AG239)","v":887.73790015199995},{"$f":"+Q239","v":24.796575760000007},{"$f":"(AI247+R247+AJ247)*V246","v":772.3127663682003},{"$f":"(AI239+R239+AJ239)*U238","v":797.1093421282003},{"$f":"IF(AG239>0,(AI239+R239+AJ239)*AG238,\"\")","v":""},{"$f":"SUM(AI239:AK239)","v":1594.2186842564006},{"$f":"IF(AN238=\"\",\"\",$AM239*AN238)","v":1594.2186842564006},"","","","","","","","","","","","",1594.2186842564006,{"$f":"+U239","v":887.73790015199995},{"$f":"IF(D239=\"MAR\",IF((BB239-AJ239)<0,0,BB239-AJ239),IF(D239=\"C\",IF((BB239-AJ239)<0,0,BB239-AJ239),IF((BB239-AK239)<0,0,BB239-AK239)))","v":90.628558023799656},{"$f":"IF(AG239=0,\"\",IF(AG239-AL239<0,0,AG239-AL239))","v":""},{"$f":"IF(D239=\"MAR\",0,IF(D239=\"C\",0,AJ239))","v":772.3127663682003},{"$f":"IF(T239-BE239<0,0,T239-BE239)","v":90.628558023799656},{"$f":"IF(D239=\"MAR\",IF(AI239+R239+AJ239=0,\"Infinito\",(I239+U239+AG239)/(AI239+R239)),IF(D239=\"C\",IF(AI239+R239+AJ239=0,\"Infinito\",(I239+U239+AG239)/(AI239+R239)),IF(AI239+R239+AJ239=0,\"Infinito\",(I239+U239+AG239)/(AI239+R239+AJ239))))","v":1.1136965197043491},{"$f":"IF(BG239<1.4,\"1\", IF(BG239<3,\"2\", IF(BG239<9,\"3\", \"4\")))","v":"1"},{"$f":"IF(BG239<1.4,\"ROJO\", IF(BG239<3,\"AMARILLO\", IF(BG239<9,\"VERDE\", \"AZUL\")))","v":"ROJO"},{"$f":"IF(BG239<1.4,\"Déficit\", IF(BG239<3,\"Equilibrio\", IF(BG239<9,\"Disponibilidad\", \"Abundante\")))","v":"Déficit"},{"$f":"IF(I239+U239+AG239<=0,0,I239+U239+AG239)","v":887.73790015199995},{"$f":"IF(D239=\"MAR\",AI239+R239,IF(D239=\"C\",AI239+R239,AI239+R239+AJ239))","v":797.1093421282003},{"$f":"BK239/BL239","v":1.1136965197043491},{"$f":"IF(BM239-BG239=0,\"\",\"CHECAR\")","v":""}]
[null,null,null,null,null,null,null,null,null,null,null,null,null,null,null,null,null,null,null,null,{"$f":"IF(U241=0,\"\",U241/(SUM($U241:$AG241)))","v":1},"","","","","","","","","","","","",{"$f":"SUM(U240:AG240)","v":1},null,null,null,null,null,{"$f":"IF(U240=0,\"\",U240)","v":1},"","","","","","","","","","","","",1]
[78,{"$f":"A241","v":78},{"$f":"A241","v":78},81,null,null,null,{"$f":"C51","v":298.43099999999998},null,{"$f":"J51","v":0},{"$f":"I51","v":6.3807019620000016},304.81170196199997,{"$f":"H51","v":11.488062840000001},{"$f":"L51","v":0},0,11.488062840000001,11.488062840000001,0,{"$f":"L241-Q241-R241","v":293.32363912199997},{"$f":"IF(S241<0,0,S241)","v":293.32363912199997},{"$f":"K241+H241","v":304.81170196199997},null,null,null,null,null,null,null,null,null,null,null,{"$f":"J241","v":0},{"$f":"SUM(U241:AG241)","v":304.81170196199997},{"$f":"+Q241","v":11.488062840000001},{"$f":"(AI247+R247+AJ247)*W246","v":262.51795431295443},{"$f":"(AI241+R241+AJ241)*U240","v":274.00601715295443},{"$f":"IF(AG241>0,(AI241+R241+AJ241)*AG240,\"\")","v":""},{"$f":"SUM(AI241:AK241)","v":548.01203430590886},{"$f":"IF(AN240=\"\",\"\",$AM241*AN240)","v":548.01203430590886},"","","","","","","","","","","","",548.01203430590886,{"$f":"+U241","v":304.81170196199997},{"$f":"IF(D241=\"MAR\",IF((BB241-AJ241)<0,0,BB241-AJ241),IF(D241=\"C\",IF((BB241-AJ241)<0,0,BB241-AJ241),IF((BB241-AK241)<0,0,BB241-AK241)))","v":30.805684809045545},{"$f":"IF(AG241=0,\"\",IF(AG241-AL241<0,0,AG241-AL241))","v":""},{"$f":"IF(D241=\"MAR\",0,IF(D241=\"C\",0,AJ241))","v":262.51795431295443},{"$f":"IF(T241-BE241<0,0,T241-BE241)","v":30.805684809045545},{"$f":"IF(D241=\"MAR\",IF(AI241+R241+AJ241=0,\"Infinito\",(I241+U241+AG241)/(AI241+R241)),IF(D241=\"C\",IF(AI241+R241+AJ241=0,\"Infinito\",(I241+U241+AG241)/(AI241+R241)),IF(AI241+R241+AJ241=0,\"Infinito\",(I241+U241+AG241)/(AI241+R241+AJ241))))","v":1.1124270376582619},{"$f":"IF(BG241<1.4,\"1\", IF(BG241<3,\"2\", IF(BG241<9,\"3\", \"4\")))","v":"1"},{"$f":"IF(BG241<1.4,\"ROJO\", IF(BG241<3,\"AMARILLO\", IF(BG241<9,\"VERDE\", \"AZUL\")))","v":"ROJO"},{"$f":"IF(BG241<1.4,\"Déficit\", IF(BG241<3,\"Equilibrio\", IF(BG241<9,\"Disponibilidad\", \"Abundante\")))","v":"Déficit"},{"$f":"IF(I241+U241+AG241<=0,0,I241+U241+AG241)","v":304.81170196199997},{"$f":"IF(D241=\"MAR\",AI241+R241,IF(D241=\"C\",AI241+R241,AI241+R241+AJ241))","v":274.00601715295443},{"$f":"BK241/BL241","v":1.1124270376582619},{"$f":"IF(BM241-BG241=0,\"\",\"CHECAR\")","v":""}]
[null,null,null,null,null,null,null,null,null,null,null,null,null,null,null,null,null,null,null,null,{"$f":"IF(U243=0,\"\",U243/(SUM($U243:$AG243)))","v":0.60447148207056178},0.11807621544903582,7.7740605739421528E-2,0.19971169674098097,"","","","","","","","","",{"$f":"SUM(U242:AG242)","v":1},null,null,null,null,null,{"$f":"IF(U242=0,\"\",U242)","v":0.60447148207056178},0.11807621544903582,7.7740605739421528E-2,0.19971169674098097,"","","","","","","","","",1]
[79,{"$f":"A243","v":79},{"$f":"A243","v":79},82,null,null,null,{"$f":"C52","v":2204.9580000000001},{"$f":"T231+T233+T235","v":1445.1416637085001},{"$f":"J52","v":0},{"$f":"I52","v":3.5981057310000018},3653.6977694395,{"$f":"H52","v":8.3040826999999986},{"$f":"L52","v":0},0,8.3040826999999986,8.3040826999999986,0,{"$f":"L243-Q243-R243","v":3645.3936867395},{"$f":"IF(S243<0,0,S243)","v":3645.3936867395},{"$f":"K243+H243","v":2208.5561057310001},{"$f":"T231","v":431.41480501000001},{"$f":"+T233","v":284.04067778500001},{"$f":"+T235","v":729.68618091350004},null,null,null,null,null,null,null,null,{"$f":"J243","v":0},{"$f":"SUM(U243:AG243)","v":3653.6977694395},{"$f":"+Q243","v":8.3040826999999986},{"$f":"(AI249+R249+AJ249)*V248","v":3260.7450832183922},{"$f":"(AI243+R243+AJ243)*U242","v":1976.0469942842244},{"$f":"IF(AG243>0,(AI243+R243+AJ243)*AG242,\"\")","v":""},{"$f":"SUM(AI243:AK243)","v":5245.0961602026164},{"$f":"IF(AN242=\"\",\"\",$AM243*AN242)","v":3170.5110495602885},619.3211042629946,407.75695265566532,1047.5070537236686,"","","","","","","","","",5245.0961602026173,{"$f":"+U243","v":2208.5561057310001},{"$f":"IF(D243=\"MAR\",IF((BB243-AJ243)<0,0,BB243-AJ243),IF(D243=\"C\",IF((BB243-AJ243)<0,0,BB243-AJ243),IF((BB243-AK243)<0,0,BB243-AK243)))","v":232.50911144677571},{"$f":"IF(AG243=0,\"\",IF(AG243-AL243<0,0,AG243-AL243))","v":""},{"$f":"IF(D243=\"MAR\",0,IF(D243=\"C\",0,AJ243))","v":3260.7450832183922},{"$f":"IF(T243-BE243<0,0,T243-BE243)","v":384.64860352110782},{"$f":"IF(D243=\"MAR\",IF(AI243+R243+AJ243=0,\"Infinito\",(I243+U243+AG243)/(AI243+R243)),IF(D243=\"C\",IF(AI243+R243+AJ243=0,\"Infinito\",(I243+U243+AG243)/(AI243+R243)),IF(AI243+R243+AJ243=0,\"Infinito\",(I243+U243+AG243)/(AI243+R243+AJ243))))","v":1.1176637560337965},{"$f":"IF(BG243<1.4,\"1\", IF(BG243<3,\"2\", IF(BG243<9,\"3\", \"4\")))","v":"1"},{"$f":"IF(BG243<1.4,\"ROJO\", IF(BG243<3,\"AMARILLO\", IF(BG243<9,\"VERDE\", \"AZUL\")))","v":"ROJO"},{"$f":"IF(BG243<1.4,\"Déficit\", IF(BG243<3,\"Equilibrio\", IF(BG243<9,\"Disponibilidad\", \"Abundante\")))","v":"Déficit"},{"$f":"IF(I243+U243+AG243<=0,0,I243+U243+AG243)","v":3653.6977694395},{"$f":"IF(D243=\"MAR\",AI243+R243,IF(D243=\"C\",AI243+R243,AI243+R243+AJ243))","v":3269.0491659183922},{"$f":"BK243/BL243","v":1.1176637560337965},{"$f":"IF(BM243-BG243=0,\"\",\"CHECAR\")","v":""}]
[null,null,null,null,null,null,null,null,null,null,null,null,null,null,null,null,null,null,null,null,{"$f":"IF(U245=0,\"\",U245/(SUM($U245:$AG245)))","v":0.6993001806075182},0.3006998193924818,"","","","","","","","","","","",1,null,null,null,null,null,{"$f":"IF(U244=0,\"\",U244)","v":0.6993001806075182},0.3006998193924818,"","","","","","","","","","","",1]
[80,{"$f":"A245","v":80},{"$f":"A245","v":80},82,null,null,null,{"$f":"C53","v":1278.8720000000001},{"$f":"T237","v":551.89645012749997},{"$f":"J53","v":0},{"$f":"I53","v":4.6049506364999999},1835.3734007640001,{"$f":"H53","v":12.244722590000002},{"$f":"L53","v":0},0,12.244722590000002,12.244722590000002,0,{"$f":"L245-Q245-R245","v":1823.128678174},{"$f":"IF(S245<0,0,S245)","v":1823.128678174},{"$f":"K245+H245","v":1283.4769506365001},{"$f":"T237","v":551.89645012749997},null,null,null,null,null,null,null,null,null,null,{"$f":"J245","v":0},1835.3734007640001,{"$f":"+Q245","v":12.244722590000002},{"$f":"(AI249+R249+AJ249)*W248","v":1630.7588107849624},{"$f":"(AI245+R245+AJ245)*U244","v":1148.9526676279017},{"$f":"IF(AG245>0,(AI245+R245+AJ245)*AG244,\"\")","v":""},{"$f":"SUM(AI245:AK245)","v":2791.956201002864},{"$f":"IF(AN244=\"\",\"\",$AM245*AN244)","v":1952.4154756095832},839.54072539328081,"","","","","","","","","","","",2791.956201002864,{"$f":"+U245","v":1283.4769506365001},{"$f":"IF(D245=\"MAR\",IF((BB245-AJ245)<0,0,BB245-AJ245),IF(D245=\"C\",IF((BB245-AJ245)<0,0,BB245-AJ245),IF((BB245-AK245)<0,0,BB245-AK245)))","v":134.52428300859833},{"$f":"IF(AG245=0,\"\",IF(AG245-AL245<0,0,AG245-AL245))","v":""},{"$f":"IF(D245=\"MAR\",0,IF(D245=\"C\",0,AJ245))","v":1630.7588107849624},{"$f":"IF(T245-BE245<0,0,T245-BE245)","v":192.36986738903761},{"$f":"IF(D245=\"MAR\",IF(AI245+R245+AJ245=0,\"Infinito\",(I245+U245+AG245)/(AI245+R245)),IF(D245=\"C\",IF(AI245+R245+AJ245=0,\"Infinito\",(I245+U245+AG245)/(AI245+R245)),IF(AI245+R245+AJ245=0,\"Infinito\",(I245+U245+AG245)/(AI245+R245+AJ245))))","v":1.1170842688292231},{"$f":"IF(BG245<1.4,\"1\", IF(BG245<3,\"2\", IF(BG245<9,\"3\", \"4\")))","v":"1"},{"$f":"IF(BG245<1.4,\"ROJO\", IF(BG245<3,\"AMARILLO\", IF(BG245<9,\"VERDE\", \"AZUL\")))","v":"ROJO"},{"$f":"IF(BG245<1.4,\"Déficit\", IF(BG245<3,\"Equilibrio\", IF(BG245<9,\"Disponibilidad\", \"Abundante\")))","v":"Déficit"},{"$f":"IF(I245+U245+AG245<=0,0,I245+U245+AG245)","v":1835.3734007640001},{"$f":"IF(D245=\"MAR\",AI245+R245,IF(D245=\"C\",AI245+R245,AI245+R245+AJ245))","v":1643.0035333749624},{"$f":"BK245/BL245","v":1.1170842688292231},{"$f":"IF(BM245-BG245=0,\"\",\"CHECAR\")","v":""}]
[null,null,null,null,null,null,null,null,null,null,null,null,null,null,null,null,null,null,null,null,{"$f":"IF(U247=0,\"\",U247/(SUM($U247:$AG247)))","v":0.43263138699927045},0.42343739347886372,0.14393121952186577,"","","","","","","","","","",1,null,null,null,null,null,{"$f":"IF(U246=0,\"\",U246)","v":0.43263138699927045},0.42343739347886372,0.14393121952186577,"","","","","","","","","","",1]
[81,{"$f":"A247","v":81},{"$f":"A247","v":81},83,null,null,null,{"$f":"C54","v":876.49199999999996},{"$f":"T239+T241","v":1156.2649635139999},{"$f":"J54","v":0},{"$f":"I54","v":5.1861602670000035},2037.9431237809999,{"$f":"H54","v":13.730004306000005},{"$f":"L54","v":0},0,13.730004306000005,13.730004306000005,0,{"$f":"L247-Q247-R247","v":2024.213119475},{"$f":"IF(S247<0,0,S247)","v":2024.213119475},{"$f":"K247+H247","v":881.67816026699995},{"$f":"T239","v":862.94132439199996},{"$f":"+T241","v":293.32363912199997},null,null,null,null,null,null,null,null,null,{"$f":"J247","v":0},2037.9431237809999,{"$f":"+Q247","v":13.730004306000005},{"$f":"(AI251+R251+AJ251)*V250","v":1810.1825226984224},{"$f":"(AI247+R247+AJ247)*U246","v":789.08180632326753},{"$f":"IF(AG247>0,(AI247+R247+AJ247)*AG246,\"\")","v":""},{"$f":"SUM(AI247:AK247)","v":2612.9943333276897},{"$f":"IF(AN246=\"\",\"\",$AM247*AN246)","v":1130.4633626487923},1106.4395096793182,376.091460999579,"","","","","","","","","","",2612.9943333276897,{"$f":"+U247","v":881.67816026699995},{"$f":"IF(D247=\"MAR\",IF((BB247-AJ247)<0,0,BB247-AJ247),IF(D247=\"C\",IF((BB247-AJ247)<0,0,BB247-AJ247),IF((BB247-AK247)<0,0,BB247-AK247)))","v":92.596353943732424},{"$f":"IF(AG247=0,\"\",IF(AG247-AL247<0,0,AG247-AL247))","v":""},{"$f":"IF(D247=\"MAR\",0,IF(D247=\"C\",0,AJ247))","v":1810.1825226984224},{"$f":"IF(T247-BE247<0,0,T247-BE247)","v":214.03059677657757},{"$f":"IF(D247=\"MAR\",IF(AI247+R247+AJ247=0,\"Infinito\",(I247+U247+AG247)/(AI247+R247)),IF(D247=\"C\",IF(AI247+R247+AJ247=0,\"Infinito\",(I247+U247+AG247)/(AI247+R247)),IF(AI247+R247+AJ247=0,\"Infinito\",(I247+U247+AG247)/(AI247+R247+AJ247))))","v":1.117346963523574},{"$f":"IF(BG247<1.4,\"1\", IF(BG247<3,\"2\", IF(BG247<9,\"3\", \"4\")))","v":"1"},{"$f":"IF(BG247<1.4,\"ROJO\", IF(BG247<3,\"AMARILLO\", IF(BG247<9,\"VERDE\", \"AZUL\")))","v":"ROJO"},{"$f":"IF(BG247<1.4,\"Déficit\", IF(BG247<3,\"Equilibrio\", IF(BG247<9,\"Disponibilidad\", \"Abundante\")))","v":"Déficit"},{"$f":"IF(I247+U247+AG247<=0,0,I247+U247+AG247)","v":2037.9431237809999},{"$f":"IF(D247=\"MAR\",AI247+R247,IF(D247=\"C\",AI247+R247,AI247+R247+AJ247))","v":1823.9125270044224},{"$f":"BK247/BL247","v":1.117346963523574},{"$f":"IF(BM247-BG247=0,\"\",\"CHECAR\")","v":""}]
[null,null,null,null,null,null,null,null,null,null,null,null,null,null,null,null,null,null,null,null,{"$f":"IF(U249=0,\"\",U249/(SUM($U249:$AG249)))","v":0.33882318986704613},0.44074973249475891,0.22042707763819505,"","","","","","","","","","",1.0000000000000002,null,null,null,null,null,{"$f":"IF(U248=0,\"\",U248)","v":0.33882318986704613},0.44074973249475891,0.22042707763819505,"","","","","","","","","","",1.0000000000000002]
[82,{"$f":"A249","v":82},{"$f":"A249","v":82},115,null,null,null,{"$f":"C55","v":2790.3449999999998},{"$f":"T243+T245","v":5468.5223649135005},{"$f":"J55","v":0},{"$f":"I55","v":12.025202861},8270.8925677744992,{"$f":"H55","v":26.205802610000003},{"$f":"L55","v":0},0,26.205802610000003,26.205802610000003,0,{"$f":"L249-Q249-R249","v":8244.6867651644989},{"$f":"IF(S249<0,0,S249)","v":8244.6867651644989},{"$f":"K249+H249","v":2802.3702028609996},{"$f":"T243","v":3645.3936867395},{"$f":"+T245","v":1823.128678174},null,null,null,null,null,null,null,null,null,{"$f":"J249","v":0},8270.8925677744992,{"$f":"+Q249","v":26.205802610000003},{"$f":"(AI315+R315+AJ315)*W314","v":7371.9724441735452},{"$f":"(AI249+R249+AJ249)*U248","v":2506.6743527801918},{"$f":"IF(AG249>0,(AI249+R249+AJ249)*AG248,\"\")","v":""},{"$f":"SUM(AI249:AK249)","v":9904.8525995637374},{"$f":"IF(AN248=\"\",\"\",$AM249*AN248)","v":3355.9937529470894},4365.5611336577349,2183.297712958914,"","","","","","","","","","",9904.8525995637392,{"$f":"+U249","v":2802.3702028609996},{"$f":"IF(D249=\"MAR\",IF((BB249-AJ249)<0,0,BB249-AJ249),IF(D249=\"C\",IF((BB249-AJ249)<0,0,BB249-AJ249),IF((BB249-AK249)<0,0,BB249-AK249)))","v":295.69585008080776},{"$f":"IF(AG249=0,\"\",IF(AG249-AL249<0,0,AG249-AL249))","v":""},{"$f":"IF(D249=\"MAR\",0,IF(D249=\"C\",0,AJ249))","v":7371.9724441735452},{"$f":"IF(T249-BE249<0,0,T249-BE249)","v":872.71432099095364},{"$f":"IF(D249=\"MAR\",IF(AI249+R249+AJ249=0,\"Infinito\",(I249+U249+AG249)/(AI249+R249)),IF(D249=\"C\",IF(AI249+R249+AJ249=0,\"Infinito\",(I249+U249+AG249)/(AI249+R249)),IF(AI249+R249+AJ249=0,\"Infinito\",(I249+U249+AG249)/(AI249+R249+AJ249))))","v":1.1179634082715399},{"$f":"IF(BG249<1.4,\"1\", IF(BG249<3,\"2\", IF(BG249<9,\"3\", \"4\")))","v":"1"},{"$f":"IF(BG249<1.4,\"ROJO\", IF(BG249<3,\"AMARILLO\", IF(BG249<9,\"VERDE\", \"AZUL\")))","v":"ROJO"},{"$f":"IF(BG249<1.4,\"Déficit\", IF(BG249<3,\"Equilibrio\", IF(BG249<9,\"Disponibilidad\", \"Abundante\")))","v":"Déficit"},{"$f":"IF(I249+U249+AG249<=0,0,I249+U249+AG249)","v":8270.8925677744992},{"$f":"IF(D249=\"MAR\",AI249+R249,IF(D249=\"C\",AI249+R249,AI249+R249+AJ249))","v":7398.1782467835455},{"$f":"BK249/BL249","v":1.1179634082715399},{"$f":"IF(BM249-BG249=0,\"\",\"CHECAR\")","v":""}]
[null,null,null,null,null,null,null,null,null,null,null,null,null,null,null,null,null,null,null,null,{"$f":"IF(U251=0,\"\",U251/(SUM($U251:$AG251)))","v":0.20706771180134842},0.79293228819865158,"","","","","","","","","","","",1,null,null,null,null,null,{"$f":"IF(U250=0,\"\",U250)","v":0.20706771180134842},0.79293228819865158,"","","","","","","","","","","",1]
[83,{"$f":"A251","v":83},{"$f":"A251","v":83},115,null,null,null,{"$f":"C56","v":527.50699999999995},{"$f":"T247","v":2024.213119475},{"$f":"J56","v":0},{"$f":"I56","v":1.0995217500000001},2552.8196412249999,{"$f":"H56","v":2.8100290000000001},{"$f":"L56","v":0},0,2.8100290000000001,2.8100290000000001,0,{"$f":"L251-Q251-R251","v":2550.0096122249997},{"$f":"IF(S251<0,0,S251)","v":2550.0096122249997},{"$f":"K251+H251","v":528.60652174999996},{"$f":"T247","v":2024.213119475},null,null,null,null,null,null,null,null,null,null,{"$f":"J251","v":0},2552.8196412249999,{"$f":"+Q251","v":2.8100290000000001},{"$f":"(AI315+R315+AJ315)*X314","v":2280.0866945155913},{"$f":"(AI251+R251+AJ251)*U250","v":472.71420081716906},{"$f":"IF(AG251>0,(AI251+R251+AJ251)*AG250,\"\")","v":""},{"$f":"SUM(AI251:AK251)","v":2755.6109243327605},{"$f":"IF(AN250=\"\",\"\",$AM251*AN250)","v":570.59804871638335},2185.0128756163772,"","","","","","","","","","","",2755.6109243327605,{"$f":"+U251","v":528.60652174999996},{"$f":"IF(D251=\"MAR\",IF((BB251-AJ251)<0,0,BB251-AJ251),IF(D251=\"C\",IF((BB251-AJ251)<0,0,BB251-AJ251),IF((BB251-AK251)<0,0,BB251-AK251)))","v":55.892320932830899},{"$f":"IF(AG251=0,\"\",IF(AG251-AL251<0,0,AG251-AL251))","v":""},{"$f":"IF(D251=\"MAR\",0,IF(D251=\"C\",0,AJ251))","v":2280.0866945155913},{"$f":"IF(T251-BE251<0,0,T251-BE251)","v":269.92291770940847},{"$f":"IF(D251=\"MAR\",IF(AI251+R251+AJ251=0,\"Infinito\",(I251+U251+AG251)/(AI251+R251)),IF(D251=\"C\",IF(AI251+R251+AJ251=0,\"Infinito\",(I251+U251+AG251)/(AI251+R251)),IF(AI251+R251+AJ251=0,\"Infinito\",(I251+U251+AG251)/(AI251+R251+AJ251))))","v":1.1182370253235703},{"$f":"IF(BG251<1.4,\"1\", IF(BG251<3,\"2\", IF(BG251<9,\"3\", \"4\")))","v":"1"},{"$f":"IF(BG251<1.4,\"ROJO\", IF(BG251<3,\"AMARILLO\", IF(BG251<9,\"VERDE\", \"AZUL\")))","v":"ROJO"},{"$f":"IF(BG251<1.4,\"Déficit\", IF(BG251<3,\"Equilibrio\", IF(BG251<9,\"Disponibilidad\", \"Abundante\")))","v":"Déficit"},{"$f":"IF(I251+U251+AG251<=0,0,I251+U251+AG251)","v":2552.8196412249999},{"$f":"IF(D251=\"MAR\",AI251+R251,IF(D251=\"C\",AI251+R251,AI251+R251+AJ251))","v":2282.8967235155915},{"$f":"BK251/BL251","v":1.1182370253235703},{"$f":"IF(BM251-BG251=0,\"\",\"CHECAR\")","v":""}]
[null,null,null,null,null,null,null,null,null,null,null,null,null,null,null,null,null,null,null,null,{"$f":"IF(U253=0,\"\",U253/(SUM($U253:$AG253)))","v":1},"","","","","","","","","","","","",1,null,null,null,null,null,{"$f":"IF(U252=0,\"\",U252)","v":1},"","","","","","","","","","","","",1]
[84,{"$f":"A253","v":84},{"$f":"A253","v":84},115,null,null,null,{"$f":"C57","v":654.84699999999998},null,{"$f":"J57","v":0},{"$f":"I57","v":0.87030260999999953},655.71730260999993,{"$f":"H57","v":6.9585543599999999},{"$f":"L57","v":0},0,6.9585543599999999,6.9585543599999999,0,{"$f":"L253-Q253-R253","v":648.75874824999994},{"$f":"IF(S253<0,0,S253)","v":648.75874824999994},{"$f":"K253+H253","v":655.71730260999993},null,null,null,null,null,null,null,null,null,null,null,{"$f":"J253","v":0},655.71730260999993,{"$f":"+Q253","v":6.9585543599999999},{"$f":"(AI315+R315+AJ315)*Y314","v":580.08651526012193},{"$f":"(AI253+R253+AJ253)*U252","v":587.04506962012192},{"$f":"IF(AG253>0,(AI253+R253+AJ253)*AG252,\"\")","v":""},{"$f":"SUM(AI253:AK253)","v":1174.0901392402438},{"$f":"IF(AN252=\"\",\"\",$AM253*AN252)","v":1174.0901392402438},"","","","","","","","","","","","",1174.0901392402438,{"$f":"+U253","v":655.71730260999993},{"$f":"IF(D253=\"MAR\",IF((BB253-AJ253)<0,0,BB253-AJ253),IF(D253=\"C\",IF((BB253-AJ253)<0,0,BB253-AJ253),IF((BB253-AK253)<0,0,BB253-AK253)))","v":68.672232989878012},{"$f":"IF(AG253=0,\"\",IF(AG253-AL253<0,0,AG253-AL253))","v":""},{"$f":"IF(D253=\"MAR\",0,IF(D253=\"C\",0,AJ253))","v":580.08651526012193},{"$f":"IF(T253-BE253<0,0,T253-BE253)","v":68.672232989878012},{"$f":"IF(D253=\"MAR\",IF(AI253+R253+AJ253=0,\"Infinito\",(I253+U253+AG253)/(AI253+R253)),IF(D253=\"C\",IF(AI253+R253+AJ253=0,\"Infinito\",(I253+U253+AG253)/(AI253+R253)),IF(AI253+R253+AJ253=0,\"Infinito\",(I253+U253+AG253)/(AI253+R253+AJ253))))","v":1.1169794902362709},{"$f":"IF(BG253<1.4,\"1\", IF(BG253<3,\"2\", IF(BG253<9,\"3\", \"4\")))","v":"1"},{"$f":"IF(BG253<1.4,\"ROJO\", IF(BG253<3,\"AMARILLO\", IF(BG253<9,\"VERDE\", \"AZUL\")))","v":"ROJO"},{"$f":"IF(BG253<1.4,\"Déficit\", IF(BG253<3,\"Equilibrio\", IF(BG253<9,\"Disponibilidad\", \"Abundante\")))","v":"Déficit"},{"$f":"IF(I253+U253+AG253<=0,0,I253+U253+AG253)","v":655.71730260999993},{"$f":"IF(D253=\"MAR\",AI253+R253,IF(D253=\"C\",AI253+R253,AI253+R253+AJ253))","v":587.04506962012192},{"$f":"BK253/BL253","v":1.1169794902362709},{"$f":"IF(BM253-BG253=0,\"\",\"CHECAR\")","v":""}]
[null,null,null,null,null,null,null,null,null,null,null,null,null,null,null,null,null,null,null,null,{"$f":"IF(U255=0,\"\",U255/(SUM($U255:$AG255)))","v":1},"","","","","","","","","","","","",1,null,null,null,null,null,{"$f":"IF(U254=0,\"\",U254)","v":1},"","","","","","","","","","","","",1]
[85,{"$f":"A255","v":85},{"$f":"A255","v":85},115,null,null,null,{"$f":"C58","v":1516.1510000000001},null,{"$f":"J58","v":0},{"$f":"I58","v":8.3710176524999937},1524.5220176525002,{"$f":"H58","v":25.130118350000007},{"$f":"L58","v":0},0,25.130118350000007,25.130118350000007,0,{"$f":"L255-Q255-R255","v":1499.3918993025002},{"$f":"IF(S255<0,0,S255)","v":1499.3918993025002},{"$f":"K255+H255","v":1524.5220176525002},null,null,null,null,null,null,null,null,null,null,null,{"$f":"J255","v":0},1524.5220176525002,{"$f":"+Q255","v":25.130118350000007},{"$f":"(AI315+R315+AJ315)*Z314","v":1340.6786794348914},{"$f":"(AI255+R255+AJ255)*U254","v":1365.8087977848913},{"$f":"IF(AG255>0,(AI255+R255+AJ255)*AG254,\"\")","v":""},{"$f":"SUM(AI255:AK255)","v":2731.6175955697827},{"$f":"IF(AN254=\"\",\"\",$AM255*AN254)","v":2731.6175955697827},"","","","","","","","","","","","",2731.6175955697827,{"$f":"+U255","v":1524.5220176525002},{"$f":"IF(D255=\"MAR\",IF((BB255-AJ255)<0,0,BB255-AJ255),IF(D255=\"C\",IF((BB255-AJ255)<0,0,BB255-AJ255),IF((BB255-AK255)<0,0,BB255-AK255)))","v":158.71321986760881},{"$f":"IF(AG255=0,\"\",IF(AG255-AL255<0,0,AG255-AL255))","v":""},{"$f":"IF(D255=\"MAR\",0,IF(D255=\"C\",0,AJ255))","v":1340.6786794348914},{"$f":"IF(T255-BE255<0,0,T255-BE255)","v":158.71321986760881},{"$f":"IF(D255=\"MAR\",IF(AI255+R255+AJ255=0,\"Infinito\",(I255+U255+AG255)/(AI255+R255)),IF(D255=\"C\",IF(AI255+R255+AJ255=0,\"Infinito\",(I255+U255+AG255)/(AI255+R255)),IF(AI255+R255+AJ255=0,\"Infinito\",(I255+U255+AG255)/(AI255+R255+AJ255))))","v":1.1162045669386627},{"$f":"IF(BG255<1.4,\"1\", IF(BG255<3,\"2\", IF(BG255<9,\"3\", \"4\")))","v":"1"},{"$f":"IF(BG255<1.4,\"ROJO\", IF(BG255<3,\"AMARILLO\", IF(BG255<9,\"VERDE\", \"AZUL\")))","v":"ROJO"},{"$f":"IF(BG255<1.4,\"Déficit\", IF(BG255<3,\"Equilibrio\", IF(BG255<9,\"Disponibilidad\", \"Abundante\")))","v":"Déficit"},{"$f":"IF(I255+U255+AG255<=0,0,I255+U255+AG255)","v":1524.5220176525002},{"$f":"IF(D255=\"MAR\",AI255+R255,IF(D255=\"C\",AI255+R255,AI255+R255+AJ255))","v":1365.8087977848913},{"$f":"BK255/BL255","v":1.1162045669386627},{"$f":"IF(BM255-BG255=0,\"\",\"CHECAR\")","v":""}]
[null,null,null,null,null,null,null,null,null,null,null,null,null,null,null,null,null,null,null,null,{"$f":"IF(U257=0,\"\",U257/(SUM($U257:$AG257)))","v":1},"","","","","","","","","","","","",1,null,null,null,null,null,{"$f":"IF(U256=0,\"\",U256)","v":1},"","","","","","","","","","","","",1]
[86,{"$f":"A257","v":86},{"$f":"A257","v":86},115,null,null,null,{"$f":"C59","v":1791.9559999999999},null,{"$f":"J59","v":0},{"$f":"I59","v":2.3817746784999994},1794.3377746785,{"$f":"H59","v":17.975466040000001},{"$f":"L59","v":0},0,17.975466040000001,17.975466040000001,0,{"$f":"L257-Q257-R257","v":1776.3623086385001},{"$f":"IF(S257<0,0,S257)","v":1776.3623086385001},{"$f":"K257+H257","v":1794.3377746785},null,null,null,null,null,null,null,null,null,null,null,{"$f":"J257","v":0},1794.3377746785,{"$f":"+Q257","v":17.975466040000001},{"$f":"(AI315+R315+AJ315)*AA314","v":1588.3312930070117},{"$f":"(AI257+R257+AJ257)*U256","v":1606.3067590470116},{"$f":"IF(AG257>0,(AI257+R257+AJ257)*AG256,\"\")","v":""},{"$f":"SUM(AI257:AK257)","v":3212.6135180940232},{"$f":"IF(AN256=\"\",\"\",$AM257*AN256)","v":3212.6135180940232},"","","","","","","","","","","","",3212.6135180940232,{"$f":"+U257","v":1794.3377746785},{"$f":"IF(D257=\"MAR\",IF((BB257-AJ257)<0,0,BB257-AJ257),IF(D257=\"C\",IF((BB257-AJ257)<0,0,BB257-AJ257),IF((BB257-AK257)<0,0,BB257-AK257)))","v":188.03101563148834},{"$f":"IF(AG257=0,\"\",IF(AG257-AL257<0,0,AG257-AL257))","v":""},{"$f":"IF(D257=\"MAR\",0,IF(D257=\"C\",0,AJ257))","v":1588.3312930070117},{"$f":"IF(T257-BE257<0,0,T257-BE257)","v":188.03101563148834},{"$f":"IF(D257=\"MAR\",IF(AI257+R257+AJ257=0,\"Infinito\",(I257+U257+AG257)/(AI257+R257)),IF(D257=\"C\",IF(AI257+R257+AJ257=0,\"Infinito\",(I257+U257+AG257)/(AI257+R257)),IF(AI257+R257+AJ257=0,\"Infinito\",(I257+U257+AG257)/(AI257+R257+AJ257))))","v":1.1170579744948861},{"$f":"IF(BG257<1.4,\"1\", IF(BG257<3,\"2\", IF(BG257<9,\"3\", \"4\")))","v":"1"},{"$f":"IF(BG257<1.4,\"ROJO\", IF(BG257<3,\"AMARILLO\", IF(BG257<9,\"VERDE\", \"AZUL\")))","v":"ROJO"},{"$f":"IF(BG257<1.4,\"Déficit\", IF(BG257<3,\"Equilibrio\", IF(BG257<9,\"Disponibilidad\", \"Abundante\")))","v":"Déficit"},{"$f":"IF(I257+U257+AG257<=0,0,I257+U257+AG257)","v":1794.3377746785},{"$f":"IF(D257=\"MAR\",AI257+R257,IF(D257=\"C\",AI257+R257,AI257+R257+AJ257))","v":1606.3067590470116},{"$f":"BK257/BL257","v":1.1170579744948861},{"$f":"IF(BM257-BG257=0,\"\",\"CHECAR\")","v":""}]
[null,null,null,null,null,null,null,null,null,null,null,null,null,null,null,null,null,null,null,null,{"$f":"IF(U259=0,\"\",U259/(SUM($U259:$AG259)))","v":1},"","","","","","","","","","","","",1,null,null,null,null,null,null,{"$f":"IF(V258=0,\"\",V258)","v":""},"","","","","","","","","","",""]
[87,{"$f":"A259","v":87},{"$f":"A259","v":87},115,null,null,null,{"$f":"C60","v":477.69600000000003},null,{"$f":"J60","v":0},{"$f":"I60","v":0.7116620410000003},478.40766204100004,{"$f":"H60","v":12.59472648},{"$f":"L60","v":0},0,12.59472648,12.59472648,0,{"$f":"L259-Q259-R259","v":465.81293556100002},{"$f":"IF(S259<0,0,S259)","v":465.81293556100002},{"$f":"K259+H259","v":478.40766204100004},null,null,null,null,null,null,null,null,null,null,null,{"$f":"J259","v":0},478.40766204100004,{"$f":"+Q259","v":12.59472648},{"$f":"(AI315+R315+AJ315)*AB314","v":416.50583253259168},{"$f":"(AI259+R259+AJ259)*U258","v":429.1005590125917},{"$f":"IF(AG259>0,(AI259+R259+AJ259)*AG258,\"\")","v":""},{"$f":"SUM(AI259:AK259)","v":858.2011180251834},{"$f":"IF(AN258=\"\",\"\",$AM259*AN258)","v":""},"","","","","","","","","","","","",{"$f":"SUM(AN259:AZ259)","v":0},{"$f":"+U259","v":478.40766204100004},{"$f":"IF(D259=\"MAR\",IF((BB259-AJ259)<0,0,BB259-AJ259),IF(D259=\"C\",IF((BB259-AJ259)<0,0,BB259-AJ259),IF((BB259-AK259)<0,0,BB259-AK259)))","v":49.307103028408335},{"$f":"IF(AG259=0,\"\",IF(AG259-AL259<0,0,AG259-AL259))","v":""},{"$f":"IF(D259=\"MAR\",0,IF(D259=\"C\",0,AJ259))","v":416.50583253259168},{"$f":"IF(T259-BE259<0,0,T259-BE259)","v":49.307103028408335},{"$f":"IF(D259=\"MAR\",IF(AI259+R259+AJ259=0,\"Infinito\",(I259+U259+AG259)/(AI259+R259)),IF(D259=\"C\",IF(AI259+R259+AJ259=0,\"Infinito\",(I259+U259+AG259)/(AI259+R259)),IF(AI259+R259+AJ259=0,\"Infinito\",(I259+U259+AG259)/(AI259+R259+AJ259))))","v":1.1149080372718914},{"$f":"IF(BG259<1.4,\"1\", IF(BG259<3,\"2\", IF(BG259<9,\"3\", \"4\")))","v":"1"},{"$f":"IF(BG259<1.4,\"ROJO\", IF(BG259<3,\"AMARILLO\", IF(BG259<9,\"VERDE\", \"AZUL\")))","v":"ROJO"},{"$f":"IF(BG259<1.4,\"Déficit\", IF(BG259<3,\"Equilibrio\", IF(BG259<9,\"Disponibilidad\", \"Abundante\")))","v":"Déficit"},{"$f":"IF(I259+U259+AG259<=0,0,I259+U259+AG259)","v":478.40766204100004},{"$f":"IF(D259=\"MAR\",AI259+R259,IF(D259=\"C\",AI259+R259,AI259+R259+AJ259))","v":429.1005590125917},{"$f":"BK259/BL259","v":1.1149080372718914},{"$f":"IF(BM259-BG259=0,\"\",\"CHECAR\")","v":""}]
[null,null,null,null,null,null,null,null,null,null,null,null,null,null,null,null,null,null,null,null,{"$f":"IF(U261=0,\"\",U261/(SUM($U261:$AG261)))","v":1},"","","","","","","","","","","","",1,null,null,null,null,null,null,{"$f":"IF(V260=0,\"\",V260)","v":""},"","","","","","","","","","",""]
[88,{"$f":"A261","v":88},{"$f":"A261","v":88},95,null,null,null,{"$f":"C61","v":638.38199999999995},null,{"$f":"J61","v":0},{"$f":"I61","v":3.6074174959999947},641.98941749599999,{"$f":"H61","v":19.94534968},{"$f":"L61","v":0},0,19.94534968,19.94534968,0,{"$f":"L261-Q261-R261","v":622.04406781599994},{"$f":"IF(S261<0,0,S261)","v":622.04406781599994},{"$f":"K261+H261","v":641.98941749599999},null,null,null,null,null,null,null,null,null,null,null,{"$f":"J261","v":0},641.98941749599999,{"$f":"+Q261","v":19.94534968},{"$f":"(AI275+R275+AJ275)*V274","v":599.8839640788392},{"$f":"(AI261+R261+AJ261)*U260","v":619.82931375883925},{"$f":"IF(AG261>0,(AI261+R261+AJ261)*AG260,\"\")","v":""},{"$f":"SUM(AI261:AK261)","v":1239.6586275176785},{"$f":"IF(AN260=\"\",\"\",$AM261*AN260)","v":""},"","","","","","","","","","","","",{"$f":"SUM(AN261:AZ261)","v":0},{"$f":"+U261","v":641.98941749599999},{"$f":"IF(D261=\"MAR\",IF((BB261-AJ261)<0,0,BB261-AJ261),IF(D261=\"C\",IF((BB261-AJ261)<0,0,BB261-AJ261),IF((BB261-AK261)<0,0,BB261-AK261)))","v":22.160103737160739},{"$f":"IF(AG261=0,\"\",IF(AG261-AL261<0,0,AG261-AL261))","v":""},{"$f":"IF(D261=\"MAR\",0,IF(D261=\"C\",0,AJ261))","v":599.8839640788392},{"$f":"IF(T261-BE261<0,0,T261-BE261)","v":22.160103737160739},{"$f":"IF(D261=\"MAR\",IF(AI261+R261+AJ261=0,\"Infinito\",(I261+U261+AG261)/(AI261+R261)),IF(D261=\"C\",IF(AI261+R261+AJ261=0,\"Infinito\",(I261+U261+AG261)/(AI261+R261)),IF(AI261+R261+AJ261=0,\"Infinito\",(I261+U261+AG261)/(AI261+R261+AJ261))))","v":1.0357519453263269},{"$f":"IF(BG261<1.4,\"1\", IF(BG261<3,\"2\", IF(BG261<9,\"3\", \"4\")))","v":"1"},{"$f":"IF(BG261<1.4,\"ROJO\", IF(BG261<3,\"AMARILLO\", IF(BG261<9,\"VERDE\", \"AZUL\")))","v":"ROJO"},{"$f":"IF(BG261<1.4,\"Déficit\", IF(BG261<3,\"Equilibrio\", IF(BG261<9,\"Disponibilidad\", \"Abundante\")))","v":"Déficit"},{"$f":"IF(I261+U261+AG261<=0,0,I261+U261+AG261)","v":641.98941749599999},{"$f":"IF(D261=\"MAR\",AI261+R261,IF(D261=\"C\",AI261+R261,AI261+R261+AJ261))","v":619.82931375883925},{"$f":"BK261/BL261","v":1.0357519453263269},{"$f":"IF(BM261-BG261=0,\"\",\"CHECAR\")","v":""}]
[null,null,null,null,null,null,null,null,null,null,null,null,null,null,null,null,null,null,null,null,{"$f":"IF(U263=0,\"\",U263/(SUM($U263:$AG263)))","v":1},"","","","","","","","","","","","",1,null,null,null,null,null,{"$f":"IF(U262=0,\"\",U262)","v":1},"","","","","","","","","","","",""]
[89,{"$f":"A263","v":89},{"$f":"A263","v":89},95,null,null,null,{"$f":"C62","v":1113.08},null,{"$f":"J62","v":0},{"$f":"I62","v":4.4723807384999983},1117.5523807385,{"$f":"H62","v":12.394460460000001},{"$f":"L62","v":0},0,12.394460460000001,12.394460460000001,0,{"$f":"L263-Q263-R263","v":1105.1579202785001},{"$f":"IF(S263<0,0,S263)","v":1105.1579202785001},{"$f":"K263+H263","v":1117.5523807385},null,null,null,null,null,null,null,null,null,null,null,{"$f":"J263","v":0},1117.5523807385,{"$f":"+Q263","v":12.394460460000001},{"$f":"(AI275+R275+AJ275)*W274","v":1065.787053443772},{"$f":"(AI263+R263+AJ263)*U262","v":1078.1815139037719},{"$f":"IF(AG263>0,(AI263+R263+AJ263)*AG262,\"\")","v":""},{"$f":"SUM(AI263:AK263)","v":2156.3630278075439},{"$f":"IF(AN262=\"\",\"\",$AM263*AN262)","v":2156.3630278075439},"","","","","","","","","","","","",{"$f":"SUM(AN263:AZ263)","v":2156.3630278075439},{"$f":"+U263","v":1117.5523807385},{"$f":"IF(D263=\"MAR\",IF((BB263-AJ263)<0,0,BB263-AJ263),IF(D263=\"C\",IF((BB263-AJ263)<0,0,BB263-AJ263),IF((BB263-AK263)<0,0,BB263-AK263)))","v":39.370866834728076},{"$f":"IF(AG263=0,\"\",IF(AG263-AL263<0,0,AG263-AL263))","v":""},{"$f":"IF(D263=\"MAR\",0,IF(D263=\"C\",0,AJ263))","v":1065.787053443772},{"$f":"IF(T263-BE263<0,0,T263-BE263)","v":39.370866834728076},{"$f":"IF(D263=\"MAR\",IF(AI263+R263+AJ263=0,\"Infinito\",(I263+U263+AG263)/(AI263+R263)),IF(D263=\"C\",IF(AI263+R263+AJ263=0,\"Infinito\",(I263+U263+AG263)/(AI263+R263)),IF(AI263+R263+AJ263=0,\"Infinito\",(I263+U263+AG263)/(AI263+R263+AJ263))))","v":1.0365159913493396},{"$f":"IF(BG263<1.4,\"1\", IF(BG263<3,\"2\", IF(BG263<9,\"3\", \"4\")))","v":"1"},{"$f":"IF(BG263<1.4,\"ROJO\", IF(BG263<3,\"AMARILLO\", IF(BG263<9,\"VERDE\", \"AZUL\")))","v":"ROJO"},{"$f":"IF(BG263<1.4,\"Déficit\", IF(BG263<3,\"Equilibrio\", IF(BG263<9,\"Disponibilidad\", \"Abundante\")))","v":"Déficit"},{"$f":"IF(I263+U263+AG263<=0,0,I263+U263+AG263)","v":1117.5523807385},{"$f":"IF(D263=\"MAR\",AI263+R263,IF(D263=\"C\",AI263+R263,AI263+R263+AJ263))","v":1078.1815139037719},{"$f":"BK263/BL263","v":1.0365159913493396},{"$f":"IF(BM263-BG263=0,\"\",\"CHECAR\")","v":""}]
[null,null,null,null,null,null,null,null,null,null,null,null,null,null,null,null,null,null,null,null,{"$f":"IF(U265=0,\"\",U265/(SUM($U265:$AG265)))","v":1},"","","","","","","","","","","","",{"$f":"SUM(U264:AG264)","v":1},null,null,null,null,null,{"$f":"IF(U264=0,\"\",U264)","v":1},"","","","","","","","","","","","",{"$f":"SUM(AN264:AZ264)","v":1}]
[90,{"$f":"A265","v":90},{"$f":"A265","v":90},95,null,null,null,{"$f":"C63","v":498.69099999999997},null,{"$f":"J63","v":0},{"$f":"I63","v":0.43716381750000011},499.12816381749997,{"$f":"H63","v":2.1458850900000002},{"$f":"L63","v":0},0,2.1458850900000002,2.1458850900000002,0,{"$f":"L265-Q265-R265","v":496.98227872749999},{"$f":"IF(S265<0,0,S265)","v":496.98227872749999},{"$f":"K265+H265","v":499.12816381749997},null,null,null,null,null,null,null,null,null,null,null,{"$f":"J265","v":0},{"$f":"SUM(U265:AG265)","v":499.12816381749997},{"$f":"+Q265","v":2.1458850900000002},{"$f":"(AI275+R275+AJ275)*X274","v":479.27745776393186},{"$f":"(AI265+R265+AJ265)*U264","v":481.42334285393184},{"$f":"IF(AG265>0,(AI265+R265+AJ265)*AG264,\"\")","v":""},{"$f":"SUM(AI265:AK265)","v":962.84668570786368},{"$f":"IF(AN264=\"\",\"\",$AM265*AN264)","v":962.84668570786368},"","","","","","","","","","","","",{"$f":"SUM(AN265:AZ265)","v":962.84668570786368},{"$f":"+U265","v":499.12816381749997},{"$f":"IF(D265=\"MAR\",IF((BB265-AJ265)<0,0,BB265-AJ265),IF(D265=\"C\",IF((BB265-AJ265)<0,0,BB265-AJ265),IF((BB265-AK265)<0,0,BB265-AK265)))","v":17.704820963568125},{"$f":"IF(AG265=0,\"\",IF(AG265-AL265<0,0,AG265-AL265))","v":""},{"$f":"IF(D265=\"MAR\",0,IF(D265=\"C\",0,AJ265))","v":479.27745776393186},{"$f":"IF(T265-BE265<0,0,T265-BE265)","v":17.704820963568125},{"$f":"IF(D265=\"MAR\",IF(AI265+R265+AJ265=0,\"Infinito\",(I265+U265+AG265)/(AI265+R265)),IF(D265=\"C\",IF(AI265+R265+AJ265=0,\"Infinito\",(I265+U265+AG265)/(AI265+R265)),IF(AI265+R265+AJ265=0,\"Infinito\",(I265+U265+AG265)/(AI265+R265+AJ265))))","v":1.0367759919130883},{"$f":"IF(BG265<1.4,\"1\", IF(BG265<3,\"2\", IF(BG265<9,\"3\", \"4\")))","v":"1"},{"$f":"IF(BG265<1.4,\"ROJO\", IF(BG265<3,\"AMARILLO\", IF(BG265<9,\"VERDE\", \"AZUL\")))","v":"ROJO"},{"$f":"IF(BG265<1.4,\"Déficit\", IF(BG265<3,\"Equilibrio\", IF(BG265<9,\"Disponibilidad\", \"Abundante\")))","v":"Déficit"},{"$f":"IF(I265+U265+AG265<=0,0,I265+U265+AG265)","v":499.12816381749997},{"$f":"IF(D265=\"MAR\",AI265+R265,IF(D265=\"C\",AI265+R265,AI265+R265+AJ265))","v":481.42334285393184},{"$f":"BK265/BL265","v":1.0367759919130883},{"$f":"IF(BM265-BG265=0,\"\",\"CHECAR\")","v":""}]
[null,null,null,null,null,null,null,null,null,null,null,null,null,null,null,null,null,null,null,null,{"$f":"IF(U267=0,\"\",U267/(SUM($U267:$AG267)))","v":1},"","","","","","","","","","","","",1,null,null,null,null,null,{"$f":"IF(U266=0,\"\",U266)","v":1},"","","","","","","","","","","","",{"$f":"SUM(AN266:AZ266)","v":1}]
[91,{"$f":"A267","v":91},{"$f":"A267","v":91},96,null,null,null,{"$f":"C141","v":3973.165},null,{"$f":"J141","v":0},{"$f":"I141","v":0},3973.165,{"$f":"H141","v":0},{"$f":"K141","v":0},0,0,0,0,{"$f":"L267-Q267-R267","v":3973.165},{"$f":"IF(S267<0,0,S267)","v":3973.165},{"$f":"K267+H267","v":3973.165},null,null,null,null,null,null,null,null,null,null,null,{"$f":"J267","v":0},3973.165,{"$f":"+Q267","v":0},{"$f":"(AI277+R277+AJ277)*V276","v":3825.7201230804239},{"$f":"(AI267+R267+AJ267)*U266","v":3825.7201230804239},{"$f":"IF(AG267>0,(AI267+R267+AJ267)*AG266,\"\")","v":""},{"$f":"SUM(AI267:AK267)","v":7651.4402461608479},{"$f":"IF(AN266=\"\",\"\",$AM267*AN266)","v":7651.4402461608479},"","","","","","","","","","","","",{"$f":"SUM(AN267:AZ267)","v":7651.4402461608479},{"$f":"+U267","v":3973.165},{"$f":"IF(D267=\"MAR\",IF((BB267-AJ267)<0,0,BB267-AJ267),IF(D267=\"C\",IF((BB267-AJ267)<0,0,BB267-AJ267),IF((BB267-AK267)<0,0,BB267-AK267)))","v":147.44487691957602},{"$f":"IF(AG267=0,\"\",IF(AG267-AL267<0,0,AG267-AL267))","v":""},{"$f":"IF(D267=\"MAR\",0,IF(D267=\"C\",0,AJ267))","v":3825.7201230804239},{"$f":"IF(T267-BE267<0,0,T267-BE267)","v":147.44487691957602},{"$f":"IF(D267=\"MAR\",IF(AI267+R267+AJ267=0,\"Infinito\",(I267+U267+AG267)/(AI267+R267)),IF(D267=\"C\",IF(AI267+R267+AJ267=0,\"Infinito\",(I267+U267+AG267)/(AI267+R267)),IF(AI267+R267+AJ267=0,\"Infinito\",(I267+U267+AG267)/(AI267+R267+AJ267))))","v":1.038540424332153},{"$f":"IF(BG267<1.4,\"1\", IF(BG267<3,\"2\", IF(BG267<9,\"3\", \"4\")))","v":"1"},{"$f":"IF(BG267<1.4,\"ROJO\", IF(BG267<3,\"AMARILLO\", IF(BG267<9,\"VERDE\", \"AZUL\")))","v":"ROJO"},{"$f":"IF(BG267<1.4,\"Déficit\", IF(BG267<3,\"Equilibrio\", IF(BG267<9,\"Disponibilidad\", \"Abundante\")))","v":"Déficit"},{"$f":"IF(I267+U267+AG267<=0,0,I267+U267+AG267)","v":3973.165},{"$f":"IF(D267=\"MAR\",AI267+R267,IF(D267=\"C\",AI267+R267,AI267+R267+AJ267))","v":3825.7201230804239},{"$f":"BK267/BL267","v":1.038540424332153},{"$f":"IF(BM267-BG267=0,\"\",\"CHECAR\")","v":""}]
[null,null,null,null,null,null,null,null,null,null,null,null,null,null,null,null,null,null,null,null,{"$f":"IF(U269=0,\"\",U269/(SUM($U269:$AG269)))","v":1},"","","","","","","","","","","","",{"$f":"SUM(U268:AG268)","v":1},null,null,null,null,null,{"$f":"IF(U268=0,\"\",U268)","v":1},"","","","","","","","","","","","",{"$f":"SUM(AN268:AZ268)","v":1}]
[92,{"$f":"A269","v":92},{"$f":"A269","v":92},97,null,null,null,{"$f":"C142","v":1921.0530000000001},null,{"$f":"J142","v":0},{"$f":"I142","v":0},1921.0530000000001,{"$f":"H142","v":0},{"$f":"K142","v":0},0,0,0,0,{"$f":"L269-Q269-R269","v":1921.0530000000001},{"$f":"IF(S269<0,0,S269)","v":1921.0530000000001},{"$f":"K269+H269","v":1921.0530000000001},null,null,null,null,null,null,null,null,null,null,null,{"$f":"J269","v":0},{"$f":"SUM(U269:AG269)","v":1921.0530000000001},{"$f":"+Q269","v":0},{"$f":"(AI279+R279+AJ279)*V278","v":1849.7617533771884},{"$f":"(AI269+R269+AJ269)*U268","v":1849.7617533771884},{"$f":"IF(AG269>0,(AI269+R269+AJ269)*AG268,\"\")","v":""},{"$f":"SUM(AI269:AK269)","v":3699.5235067543767},{"$f":"IF(AN268=\"\",\"\",$AM269*AN268)","v":3699.5235067543767},"","","","","","","","","","","","",3699.5235067543767,{"$f":"+U269","v":1921.0530000000001},{"$f":"IF(D269=\"MAR\",IF((BB269-AJ269)<0,0,BB269-AJ269),IF(D269=\"C\",IF((BB269-AJ269)<0,0,BB269-AJ269),IF((BB269-AK269)<0,0,BB269-AK269)))","v":71.291246622811741},{"$f":"IF(AG269=0,\"\",IF(AG269-AL269<0,0,AG269-AL269))","v":""},{"$f":"IF(D269=\"MAR\",0,IF(D269=\"C\",0,AJ269))","v":1849.7617533771884},{"$f":"IF(T269-BE269<0,0,T269-BE269)","v":71.291246622811741},{"$f":"IF(D269=\"MAR\",IF(AI269+R269+AJ269=0,\"Infinito\",(I269+U269+AG269)/(AI269+R269)),IF(D269=\"C\",IF(AI269+R269+AJ269=0,\"Infinito\",(I269+U269+AG269)/(AI269+R269)),IF(AI269+R269+AJ269=0,\"Infinito\",(I269+U269+AG269)/(AI269+R269+AJ269))))","v":1.0385407723414393},{"$f":"IF(BG269<1.4,\"1\", IF(BG269<3,\"2\", IF(BG269<9,\"3\", \"4\")))","v":"1"},{"$f":"IF(BG269<1.4,\"ROJO\", IF(BG269<3,\"AMARILLO\", IF(BG269<9,\"VERDE\", \"AZUL\")))","v":"ROJO"},{"$f":"IF(BG269<1.4,\"Déficit\", IF(BG269<3,\"Equilibrio\", IF(BG269<9,\"Disponibilidad\", \"Abundante\")))","v":"Déficit"},{"$f":"IF(I269+U269+AG269<=0,0,I269+U269+AG269)","v":1921.0530000000001},{"$f":"IF(D269=\"MAR\",AI269+R269,IF(D269=\"C\",AI269+R269,AI269+R269+AJ269))","v":1849.7617533771884},{"$f":"BK269/BL269","v":1.0385407723414393},{"$f":"IF(BM269-BG269=0,\"\",\"CHECAR\")","v":""}]
[null,null,null,null,null,null,null,null,null,null,null,null,null,null,null,null,null,null,null,null,{"$f":"IF(U271=0,\"\",U271/(SUM($U271:$AG271)))","v":1},"","","","","","","","","","","","",1,null,null,null,null,null,{"$f":"IF(U270=0,\"\",U270)","v":1},"","","","","","","","","","","","",1]
[93,{"$f":"A271","v":93},{"$f":"A271","v":93},"C",null,null,null,{"$f":"C64","v":304.80500000000001},null,{"$f":"J64","v":0},{"$f":"I64","v":3.4825966919999942},308.28759669200002,{"$f":"H64","v":27.221671470000032},{"$f":"L64","v":0},0,27.221671470000032,27.221671470000032,0,{"$f":"L271-Q271-R271","v":281.06592522199998},{"$f":"IF(S271<0,0,S271)","v":281.06592522199998},{"$f":"K271+H271","v":308.28759669200002},null,null,null,null,null,null,null,null,null,null,null,{"$f":"J271","v":0},308.28759669200002,{"$f":"+Q271","v":27.221671470000032},280,{"$f":"(AI271+R271)","v":27.221671470000032},{"$f":"IF(AG271>0,(AI271+R271+AJ271)*AG270,\"\")","v":""},{"$f":"SUM(AI271:AK271)","v":334.44334294000009},{"$f":"IF(AN270=\"\",\"\",$AM271*AN270)","v":334.44334294000009},"","","","","","","","","","","","",334.44334294000009,{"$f":"+U271","v":308.28759669200002},{"$f":"IF(D271=\"MAR\",IF((BB271-AJ271)<0,0,BB271-AJ271),IF(D271=\"C\",IF((BB271-AJ271)<0,0,BB271-AJ271),IF((BB271-AK271)<0,0,BB271-AK271)))","v":28.287596692000022},{"$f":"IF(AG271=0,\"\",IF(AG271-AL271<0,0,AG271-AL271))","v":""},{"$f":"AJ271","v":280},{"$f":"IF(T271-BE271<0,0,T271-BE271)","v":1.0659252219999757},{"$f":"IF(D271=\"MAR\",IF(AI271+R271+AJ271=0,\"Infinito\",(I271+U271+AG271)/(AI271+R271)),IF(D271=\"C\",IF(AI271+R271+AJ271=0,\"Infinito\",(I271+U271+AG271)/(AI271+R271)),IF(AI271+R271+AJ271=0,\"Infinito\",(I271+U271+AG271)/(AI271+R271+AJ271))))","v":11.325079616501583},{"$f":"IF(BG271<1.4,\"1\", IF(BG271<3,\"2\", IF(BG271<9,\"3\", \"4\")))","v":"4"},{"$f":"IF(BG271<1.4,\"ROJO\", IF(BG271<3,\"AMARILLO\", IF(BG271<9,\"VERDE\", \"AZUL\")))","v":"AZUL"},{"$f":"IF(BG271<1.4,\"Déficit\", IF(BG271<3,\"Equilibrio\", IF(BG271<9,\"Disponibilidad\", \"Abundante\")))","v":"Abundante"},{"$f":"IF(I271+U271+AG271<=0,0,I271+U271+AG271)","v":308.28759669200002},{"$f":"IF(D271=\"MAR\",AI271+R271,IF(D271=\"C\",AI271+R271,AI271+R271+AJ271))","v":27.221671470000032},{"$f":"BK271/BL271","v":11.325079616501583},{"$f":"IF(BM271-BG271=0,\"\",\"CHECAR\")","v":""}]
[null,null,null,null,null,null,null,null,null,null,null,null,null,null,null,null,null,null,null,null,{"$f":"IF(U273=0,\"\",U273/(SUM($U273:$AG273)))","v":1},"","","","","","","","","","","","",1,null,null,null,null,null,{"$f":"IF(U272=0,\"\",U272)","v":1},"","","","","","","","","","","","",1]
[94,{"$f":"A273","v":94},{"$f":"A273","v":94},"C",null,null,null,{"$f":"C65","v":283.65199999999999},null,{"$f":"J65","v":0},{"$f":"I65","v":2.5176145175000002},286.16961451750001,{"$f":"H65","v":13.372214009999999},{"$f":"L65","v":0},0,13.372214009999999,13.372214009999999,0,{"$f":"L273-Q273-R273","v":272.79740050750002},{"$f":"IF(S273<0,0,S273)","v":272.79740050750002},{"$f":"K273+H273","v":286.16961451750001},null,null,null,null,null,null,null,null,null,null,null,{"$f":"J273","v":0},286.16961451750001,{"$f":"+Q273","v":13.372214009999999},269.99,{"$f":"(AI273+R273)","v":13.372214009999999},{"$f":"IF(AG273>0,(AI273+R273+AJ273)*AG272,\"\")","v":""},{"$f":"SUM(AI273:AK273)","v":296.73442802},{"$f":"IF(AN272=\"\",\"\",$AM273*AN272)","v":296.73442802},"","","","","","","","","","","","",296.73442802,{"$f":"+U273","v":286.16961451750001},{"$f":"IF(D273=\"MAR\",IF((BB273-AJ273)<0,0,BB273-AJ273),IF(D273=\"C\",IF((BB273-AJ273)<0,0,BB273-AJ273),IF((BB273-AK273)<0,0,BB273-AK273)))","v":16.179614517499999},{"$f":"IF(AG273=0,\"\",IF(AG273-AL273<0,0,AG273-AL273))","v":""},{"$f":"AJ273","v":269.99},{"$f":"IF(T273-BE273<0,0,T273-BE273)","v":2.8074005075000059},{"$f":"IF(D273=\"MAR\",IF(AI273+R273+AJ273=0,\"Infinito\",(I273+U273+AG273)/(AI273+R273)),IF(D273=\"C\",IF(AI273+R273+AJ273=0,\"Infinito\",(I273+U273+AG273)/(AI273+R273)),IF(AI273+R273+AJ273=0,\"Infinito\",(I273+U273+AG273)/(AI273+R273+AJ273))))","v":21.400316679309565},{"$f":"IF(BG273<1.4,\"1\", IF(BG273<3,\"2\", IF(BG273<9,\"3\", \"4\")))","v":"4"},{"$f":"IF(BG273<1.4,\"ROJO\", IF(BG273<3,\"AMARILLO\", IF(BG273<9,\"VERDE\", \"AZUL\")))","v":"AZUL"},{"$f":"IF(BG273<1.4,\"Déficit\", IF(BG273<3,\"Equilibrio\", IF(BG273<9,\"Disponibilidad\", \"Abundante\")))","v":"Abundante"},{"$f":"IF(I273+U273+AG273<=0,0,I273+U273+AG273)","v":286.16961451750001},{"$f":"IF(D273=\"MAR\",AI273+R273,IF(D273=\"C\",AI273+R273,AI273+R273+AJ273))","v":13.372214009999999},{"$f":"BK273/BL273","v":21.400316679309565},{"$f":"IF(BM273-BG273=0,\"\",\"CHECAR\")","v":""}]
[null,null,null,null,null,null,null,null,null,null,null,null,null,null,null,null,null,null,null,null,{"$f":"IF(U275=0,\"\",U275/(SUM($U275:$AG275)))","v":0.32142894627472024},0.18977793560448869,0.33716998437712481,0.15162313374366623,"","","","","","","","","",1,null,null,null,null,null,{"$f":"IF(U274=0,\"\",U274)","v":0.32142894627472024},0.18977793560448869,0.33716998437712481,0.15162313374366623,"","","","","","","","","",1]
[95,{"$f":"A275","v":95},{"$f":"A275","v":95},106,null,null,null,{"$f":"C66","v":955.36400000000003},{"$f":"T261+T263+T265","v":2224.1842668219997},{"$f":"J66","v":0},{"$f":"I66","v":98.198779137999622},3277.7470459599995,{"$f":"H66","v":131.23637592000014},{"$f":"L66","v":0},0,131.23637592000014,131.23637592000014,0,{"$f":"L275-Q275-R275","v":3146.5106700399992},{"$f":"IF(S275<0,0,S275)","v":3146.5106700399992},{"$f":"K275+H275","v":1053.5627791379998},{"$f":"T261","v":622.04406781599994},{"$f":"+T263","v":1105.1579202785001},{"$f":"+T265","v":496.98227872749999},null,null,null,null,null,null,null,null,{"$f":"J275","v":0},3277.7470459599999,{"$f":"+Q275","v":131.23637592000014},{"$f":"(AI297+R297+AJ297)*V296","v":3029.7420706421012},{"$f":"(AI275+R275+AJ275)*U274","v":1016.0299712755583},{"$f":"IF(AG275>0,(AI275+R275+AJ275)*AG274,\"\")","v":""},{"$f":"SUM(AI275:AK275)","v":4177.0084178376601},{"$f":"IF(AN274=\"\",\"\",$AM275*AN274)","v":1342.6114143261955},792.70403453980259,1408.3618629854427,633.3311059862192,"","","","","","","","","",4177.0084178376601,{"$f":"+U275","v":1053.5627791379998},{"$f":"IF(D275=\"MAR\",IF((BB275-AJ275)<0,0,BB275-AJ275),IF(D275=\"C\",IF((BB275-AJ275)<0,0,BB275-AJ275),IF((BB275-AK275)<0,0,BB275-AK275)))","v":37.532807862441473},{"$f":"IF(AG275=0,\"\",IF(AG275-AL275<0,0,AG275-AL275))","v":""},{"$f":"IF(D275=\"MAR\",0,IF(D275=\"C\",0,AJ275))","v":3029.7420706421012},{"$f":"IF(T275-BE275<0,0,T275-BE275)","v":116.76859939789802},{"$f":"IF(D275=\"MAR\",IF(AI275+R275+AJ275=0,\"Infinito\",(I275+U275+AG275)/(AI275+R275)),IF(D275=\"C\",IF(AI275+R275+AJ275=0,\"Infinito\",(I275+U275+AG275)/(AI275+R275)),IF(AI275+R275+AJ275=0,\"Infinito\",(I275+U275+AG275)/(AI275+R275+AJ275))))","v":1.036940650299244},{"$f":"IF(BG275<1.4,\"1\", IF(BG275<3,\"2\", IF(BG275<9,\"3\", \"4\")))","v":"1"},{"$f":"IF(BG275<1.4,\"ROJO\", IF(BG275<3,\"AMARILLO\", IF(BG275<9,\"VERDE\", \"AZUL\")))","v":"ROJO"},{"$f":"IF(BG275<1.4,\"Déficit\", IF(BG275<3,\"Equilibrio\", IF(BG275<9,\"Disponibilidad\", \"Abundante\")))","v":"Déficit"},{"$f":"IF(I275+U275+AG275<=0,0,I275+U275+AG275)","v":3277.7470459599995},{"$f":"IF(D275=\"MAR\",AI275+R275,IF(D275=\"C\",AI275+R275,AI275+R275+AJ275))","v":3160.9784465621015},{"$f":"BK275/BL275","v":1.036940650299244},{"$f":"IF(BM275-BG275=0,\"\",\"CHECAR\")","v":""}]
[null,null,null,null,null,null,null,null,null,null,null,null,null,null,null,null,null,null,null,null,{"$f":"IF(U277=0,\"\",U277/(SUM($U277:$AG277)))","v":3.7171005811450757E-3},0.99628289941885484,"","","","","","","","","","","",0.99999999999999989,null,null,null,null,null,{"$f":"IF(U276=0,\"\",U276)","v":3.7171005811450757E-3},0.99628289941885484,"","","","","","","","","","","",0.99999999999999989]
[96,{"$f":"A277","v":96},{"$f":"A277","v":96},106,null,null,null,{"$f":"C67","v":14.818},{"$f":"T267","v":3973.165},{"$f":"J67","v":0},{"$f":"I67","v":5.7553199999999978E-3},3987.9887553200001,{"$f":"H67","v":3.4673759999999998E-2},{"$f":"L67","v":0},0,3.4673759999999998E-2,3.4673759999999998E-2,0,{"$f":"L277-Q277-R277","v":3987.9540815600003},{"$f":"IF(S277<0,0,S277)","v":3987.9540815600003},{"$f":"K277+H277","v":14.82375532},{"$f":"T267","v":3973.165},null,null,null,null,null,null,null,null,null,null,{"$f":"J277","v":0},3987.9887553200001,{"$f":"+Q277","v":3.4673759999999998E-2},{"$f":"(AI297+R297+AJ297)*W296","v":3839.9590923801375},{"$f":"(AI277+R277+AJ277)*U276","v":14.273643059712972},{"$f":"IF(AG277>0,(AI277+R277+AJ277)*AG276,\"\")","v":""},{"$f":"SUM(AI277:AK277)","v":3854.2674091998501},{"$f":"IF(AN276=\"\",\"\",$AM277*AN276)","v":14.326699626625288},3839.9407095732245,"","","","","","","","","","","",3854.2674091998497,{"$f":"+U277","v":14.82375532},{"$f":"IF(D277=\"MAR\",IF((BB277-AJ277)<0,0,BB277-AJ277),IF(D277=\"C\",IF((BB277-AJ277)<0,0,BB277-AJ277),IF((BB277-AK277)<0,0,BB277-AK277)))","v":0.55011226028702787},{"$f":"IF(AG277=0,\"\",IF(AG277-AL277<0,0,AG277-AL277))","v":""},{"$f":"IF(D277=\"MAR\",0,IF(D277=\"C\",0,AJ277))","v":3839.9590923801375},{"$f":"IF(T277-BE277<0,0,T277-BE277)","v":147.99498917986284},{"$f":"IF(D277=\"MAR\",IF(AI277+R277+AJ277=0,\"Infinito\",(I277+U277+AG277)/(AI277+R277)),IF(D277=\"C\",IF(AI277+R277+AJ277=0,\"Infinito\",(I277+U277+AG277)/(AI277+R277)),IF(AI277+R277+AJ277=0,\"Infinito\",(I277+U277+AG277)/(AI277+R277+AJ277))))","v":1.038540424332153},{"$f":"IF(BG277<1.4,\"1\", IF(BG277<3,\"2\", IF(BG277<9,\"3\", \"4\")))","v":"1"},{"$f":"IF(BG277<1.4,\"ROJO\", IF(BG277<3,\"AMARILLO\", IF(BG277<9,\"VERDE\", \"AZUL\")))","v":"ROJO"},{"$f":"IF(BG277<1.4,\"Déficit\", IF(BG277<3,\"Equilibrio\", IF(BG277<9,\"Disponibilidad\", \"Abundante\")))","v":"Déficit"},{"$f":"IF(I277+U277+AG277<=0,0,I277+U277+AG277)","v":3987.9887553200001},{"$f":"IF(D277=\"MAR\",AI277+R277,IF(D277=\"C\",AI277+R277,AI277+R277+AJ277))","v":3839.9937661401373},{"$f":"BK277/BL277","v":1.038540424332153},{"$f":"IF(BM277-BG277=0,\"\",\"CHECAR\")","v":""}]
[null,null,null,null,null,null,null,null,null,null,null,null,null,null,null,null,null,null,null,null,{"$f":"IF(U279=0,\"\",U279/(SUM($U279:$AG279)))","v":7.5395978708927809E-3},0.99246040212910724,"","","","","","","","","","","",1,null,null,null,null,null,{"$f":"IF(U278=0,\"\",U278)","v":7.5395978708927809E-3},0.99246040212910724,"","","","","","","","","","","",1]
[97,{"$f":"A279","v":97},{"$f":"A279","v":97},106,null,null,null,{"$f":"C68","v":14.593999999999999},{"$f":"T269","v":1921.0530000000001},{"$f":"J68","v":0},{"$f":"I68","v":0},1935.6470000000002,{"$f":"H68","v":0},{"$f":"L68","v":0},0,0,0,0,{"$f":"L279-Q279-R279","v":1935.6470000000002},{"$f":"IF(S279<0,0,S279)","v":1935.6470000000002},{"$f":"K279+H279","v":14.593999999999999},{"$f":"T269","v":1921.0530000000001},null,null,null,null,null,null,null,null,null,null,{"$f":"J279","v":0},1935.6470000000002,{"$f":"+Q279","v":0},{"$f":"(AI297+R297+AJ297)*X296","v":1863.8141626697934},{"$f":"(AI279+R279+AJ279)*U278","v":14.052409292604986},{"$f":"IF(AG279>0,(AI279+R279+AJ279)*AG278,\"\")","v":""},{"$f":"SUM(AI279:AK279)","v":1877.8665719623984},{"$f":"IF(AN278=\"\",\"\",$AM279*AN278)","v":14.158358807788424},1863.7082131546101,"","","","","","","","","","","",1877.8665719623984,{"$f":"+U279","v":14.593999999999999},{"$f":"IF(D279=\"MAR\",IF((BB279-AJ279)<0,0,BB279-AJ279),IF(D279=\"C\",IF((BB279-AJ279)<0,0,BB279-AJ279),IF((BB279-AK279)<0,0,BB279-AK279)))","v":0.54159070739501303},{"$f":"IF(AG279=0,\"\",IF(AG279-AL279<0,0,AG279-AL279))","v":""},{"$f":"IF(D279=\"MAR\",0,IF(D279=\"C\",0,AJ279))","v":1863.8141626697934},{"$f":"IF(T279-BE279<0,0,T279-BE279)","v":71.832837330206758},{"$f":"IF(D279=\"MAR\",IF(AI279+R279+AJ279=0,\"Infinito\",(I279+U279+AG279)/(AI279+R279)),IF(D279=\"C\",IF(AI279+R279+AJ279=0,\"Infinito\",(I279+U279+AG279)/(AI279+R279)),IF(AI279+R279+AJ279=0,\"Infinito\",(I279+U279+AG279)/(AI279+R279+AJ279))))","v":1.0385407723414393},{"$f":"IF(BG279<1.4,\"1\", IF(BG279<3,\"2\", IF(BG279<9,\"3\", \"4\")))","v":"1"},{"$f":"IF(BG279<1.4,\"ROJO\", IF(BG279<3,\"AMARILLO\", IF(BG279<9,\"VERDE\", \"AZUL\")))","v":"ROJO"},{"$f":"IF(BG279<1.4,\"Déficit\", IF(BG279<3,\"Equilibrio\", IF(BG279<9,\"Disponibilidad\", \"Abundante\")))","v":"Déficit"},{"$f":"IF(I279+U279+AG279<=0,0,I279+U279+AG279)","v":1935.6470000000002},{"$f":"IF(D279=\"MAR\",AI279+R279,IF(D279=\"C\",AI279+R279,AI279+R279+AJ279))","v":1863.8141626697934},{"$f":"BK279/BL279","v":1.0385407723414393},{"$f":"IF(BM279-BG279=0,\"\",\"CHECAR\")","v":""}]
[null,null,null,null,null,null,null,null,null,null,null,null,null,null,null,null,null,null,null,null,{"$f":"IF(U281=0,\"\",U281/(SUM($U281:$AG281)))","v":1},"","","","","","","","","","","","",1,null,null,null,null,null,{"$f":"IF(U280=0,\"\",U280)","v":1},"","","","","","","","","","","","",1]
[98,{"$f":"A281","v":98},{"$f":"A281","v":98},106,null,null,null,{"$f":"C69","v":1289.8989999999999},null,{"$f":"J69","v":0},{"$f":"I69","v":0.87497891999999977},{"$f":"SUM(H281:K281)","v":1290.77397892},{"$f":"H69","v":4.3621188799999997},{"$f":"L69","v":0},0,{"$f":"SUM(M281:O281)","v":4.3621188799999997},{"$f":"+P281","v":4.3621188799999997},0,{"$f":"L281-Q281-R281","v":1286.41186004},{"$f":"IF(S281<0,0,S281)","v":1286.41186004},{"$f":"K281+H281","v":1290.77397892},null,null,null,null,null,null,null,null,null,null,null,{"$f":"J281","v":0},1290.77397892,{"$f":"+Q281","v":4.3621188799999997},{"$f":"(AI297+R297+AJ297)*Y296","v":1238.6724665029026},{"$f":"(AI281+R281+AJ281)*U280","v":1243.0345853829026},{"$f":"IF(AG281>0,(AI281+R281+AJ281)*AG280,\"\")","v":""},{"$f":"SUM(AI281:AK281)","v":2486.0691707658052},{"$f":"IF(AN280=\"\",\"\",$AM281*AN280)","v":2486.0691707658052},"","","","","","","","","","","","",2486.0691707658052,{"$f":"+U281","v":1290.77397892},{"$f":"IF(D281=\"MAR\",IF((BB281-AJ281)<0,0,BB281-AJ281),IF(D281=\"C\",IF((BB281-AJ281)<0,0,BB281-AJ281),IF((BB281-AK281)<0,0,BB281-AK281)))","v":47.739393537097385},{"$f":"IF(AG281=0,\"\",IF(AG281-AL281<0,0,AG281-AL281))","v":""},{"$f":"IF(D281=\"MAR\",0,IF(D281=\"C\",0,AJ281))","v":1238.6724665029026},{"$f":"IF(T281-BE281<0,0,T281-BE281)","v":47.739393537097385},{"$f":"IF(D281=\"MAR\",IF(AI281+R281+AJ281=0,\"Infinito\",(I281+U281+AG281)/(AI281+R281)),IF(D281=\"C\",IF(AI281+R281+AJ281=0,\"Infinito\",(I281+U281+AG281)/(AI281+R281)),IF(AI281+R281+AJ281=0,\"Infinito\",(I281+U281+AG281)/(AI281+R281+AJ281))))","v":1.0384055231435028},{"$f":"IF(BG281<1.4,\"1\", IF(BG281<3,\"2\", IF(BG281<9,\"3\", \"4\")))","v":"1"},{"$f":"IF(BG281<1.4,\"ROJO\", IF(BG281<3,\"AMARILLO\", IF(BG281<9,\"VERDE\", \"AZUL\")))","v":"ROJO"},{"$f":"IF(BG281<1.4,\"Déficit\", IF(BG281<3,\"Equilibrio\", IF(BG281<9,\"Disponibilidad\", \"Abundante\")))","v":"Déficit"},{"$f":"IF(I281+U281+AG281<=0,0,I281+U281+AG281)","v":1290.77397892},{"$f":"IF(D281=\"MAR\",AI281+R281,IF(D281=\"C\",AI281+R281,AI281+R281+AJ281))","v":1243.0345853829026},{"$f":"BK281/BL281","v":1.0384055231435028},{"$f":"IF(BM281-BG281=0,\"\",\"CHECAR\")","v":""}]
[null,null,null,null,null,null,null,null,null,null,null,null,null,null,null,null,null,null,null,null,{"$f":"IF(U283=0,\"\",U283/(SUM($U283:$AG283)))","v":1},"","","","","","","","","","","","",1,null,null,null,null,null,{"$f":"IF(U282=0,\"\",U282)","v":1},"","","","","","","","","","","","",1]
[99,{"$f":"A283","v":99},{"$f":"A283","v":99},106,null,null,null,{"$f":"C70","v":1183.6510000000001},null,{"$f":"J70","v":0},{"$f":"I70","v":9.6356216499999994E-2},1183.7473562165001,{"$f":"H70","v":0.45479179000000003},{"$f":"L70","v":0},0,0.45479179000000003,0.45479179000000003,0,{"$f":"L283-Q283-R283","v":1183.2925644265001},{"$f":"IF(S283<0,0,S283)","v":1183.2925644265001},{"$f":"K283+H283","v":1183.7473562165001},null,null,null,null,null,null,null,null,null,null,null,{"$f":"J283","v":0},1183.7473562165001,{"$f":"+Q283","v":0.45479179000000003},{"$f":"(AI297+R297+AJ297)*Z296","v":1139.3799800066695},{"$f":"(AI283+R283+AJ283)*U282","v":1139.8347717966694},{"$f":"IF(AG283>0,(AI283+R283+AJ283)*AG282,\"\")","v":""},{"$f":"SUM(AI283:AK283)","v":2279.6695435933389},{"$f":"IF(AN282=\"\",\"\",$AM283*AN282)","v":2279.6695435933389},"","","","","","","","","","","","",2279.6695435933389,{"$f":"+U283","v":1183.7473562165001},{"$f":"IF(D283=\"MAR\",IF((BB283-AJ283)<0,0,BB283-AJ283),IF(D283=\"C\",IF((BB283-AJ283)<0,0,BB283-AJ283),IF((BB283-AK283)<0,0,BB283-AK283)))","v":43.912584419830637},{"$f":"IF(AG283=0,\"\",IF(AG283-AL283<0,0,AG283-AL283))","v":""},{"$f":"IF(D283=\"MAR\",0,IF(D283=\"C\",0,AJ283))","v":1139.3799800066695},{"$f":"IF(T283-BE283<0,0,T283-BE283)","v":43.912584419830637},{"$f":"IF(D283=\"MAR\",IF(AI283+R283+AJ283=0,\"Infinito\",(I283+U283+AG283)/(AI283+R283)),IF(D283=\"C\",IF(AI283+R283+AJ283=0,\"Infinito\",(I283+U283+AG283)/(AI283+R283)),IF(AI283+R283+AJ283=0,\"Infinito\",(I283+U283+AG283)/(AI283+R283+AJ283))))","v":1.0385253946505011},{"$f":"IF(BG283<1.4,\"1\", IF(BG283<3,\"2\", IF(BG283<9,\"3\", \"4\")))","v":"1"},{"$f":"IF(BG283<1.4,\"ROJO\", IF(BG283<3,\"AMARILLO\", IF(BG283<9,\"VERDE\", \"AZUL\")))","v":"ROJO"},{"$f":"IF(BG283<1.4,\"Déficit\", IF(BG283<3,\"Equilibrio\", IF(BG283<9,\"Disponibilidad\", \"Abundante\")))","v":"Déficit"},{"$f":"IF(I283+U283+AG283<=0,0,I283+U283+AG283)","v":1183.7473562165001},{"$f":"IF(D283=\"MAR\",AI283+R283,IF(D283=\"C\",AI283+R283,AI283+R283+AJ283))","v":1139.8347717966694},{"$f":"BK283/BL283","v":1.0385253946505011},{"$f":"IF(BM283-BG283=0,\"\",\"CHECAR\")","v":""}]
[null,null,null,null,null,null,null,null,null,null,null,null,null,null,null,null,null,null,null,null,{"$f":"IF(U285=0,\"\",U285/(SUM($U285:$AG285)))","v":1},"","","","","","","","","","","","",1,null,null,null,null,null,{"$f":"IF(U284=0,\"\",U284)","v":1},"","","","","","","","","","","","",1]
[100,{"$f":"A285","v":100},{"$f":"A285","v":100},106,null,null,null,{"$f":"C71","v":326.334},null,{"$f":"J71","v":0},{"$f":"I71","v":0.19622644249999999},326.53022644250001,{"$f":"H71","v":0.54371682999999993},{"$f":"L71","v":0},0,0.54371682999999993,0.54371682999999993,0,{"$f":"L285-Q285-R285","v":325.98650961250002},{"$f":"IF(S285<0,0,S285)","v":325.98650961250002},{"$f":"K285+H285","v":326.53022644250001},null,null,null,null,null,null,null,null,null,null,null,{"$f":"J285","v":0},326.53022644250001,{"$f":"+Q285","v":0.54371682999999993},{"$f":"(AI297+R297+AJ297)*AA296","v":313.88898567511029},{"$f":"(AI285+R285+AJ285)*U284","v":314.43270250511029},{"$f":"IF(AG285>0,(AI285+R285+AJ285)*AG284,\"\")","v":""},{"$f":"SUM(AI285:AK285)","v":628.86540501022057},{"$f":"IF(AN284=\"\",\"\",$AM285*AN284)","v":628.86540501022057},"","","","","","","","","","","","",628.86540501022057,{"$f":"+U285","v":326.53022644250001},{"$f":"IF(D285=\"MAR\",IF((BB285-AJ285)<0,0,BB285-AJ285),IF(D285=\"C\",IF((BB285-AJ285)<0,0,BB285-AJ285),IF((BB285-AK285)<0,0,BB285-AK285)))","v":12.097523937389724},{"$f":"IF(AG285=0,\"\",IF(AG285-AL285<0,0,AG285-AL285))","v":""},{"$f":"IF(D285=\"MAR\",0,IF(D285=\"C\",0,AJ285))","v":313.88898567511029},{"$f":"IF(T285-BE285<0,0,T285-BE285)","v":12.097523937389724},{"$f":"IF(D285=\"MAR\",IF(AI285+R285+AJ285=0,\"Infinito\",(I285+U285+AG285)/(AI285+R285)),IF(D285=\"C\",IF(AI285+R285+AJ285=0,\"Infinito\",(I285+U285+AG285)/(AI285+R285)),IF(AI285+R285+AJ285=0,\"Infinito\",(I285+U285+AG285)/(AI285+R285+AJ285))))","v":1.0384741276623195},{"$f":"IF(BG285<1.4,\"1\", IF(BG285<3,\"2\", IF(BG285<9,\"3\", \"4\")))","v":"1"},{"$f":"IF(BG285<1.4,\"ROJO\", IF(BG285<3,\"AMARILLO\", IF(BG285<9,\"VERDE\", \"AZUL\")))","v":"ROJO"},{"$f":"IF(BG285<1.4,\"Déficit\", IF(BG285<3,\"Equilibrio\", IF(BG285<9,\"Disponibilidad\", \"Abundante\")))","v":"Déficit"},{"$f":"IF(I285+U285+AG285<=0,0,I285+U285+AG285)","v":326.53022644250001},{"$f":"IF(D285=\"MAR\",AI285+R285,IF(D285=\"C\",AI285+R285,AI285+R285+AJ285))","v":314.43270250511029},{"$f":"BK285/BL285","v":1.0384741276623195},{"$f":"IF(BM285-BG285=0,\"\",\"CHECAR\")","v":""}]
[null,null,null,null,null,null,null,null,null,null,null,null,null,null,null,null,null,null,null,null,{"$f":"IF(U287=0,\"\",U287/(SUM($U287:$AG287)))","v":1},"","","","","","","","","","","","",1,null,null,null,null,null,{"$f":"IF(U286=0,\"\",U286)","v":1},"","","","","","","","","","","","",1]
[101,{"$f":"A287","v":101},{"$f":"A287","v":101},106,null,null,null,{"$f":"C72","v":400.786},null,{"$f":"J72","v":0},{"$f":"I72","v":0.16468081499999998},400.950680815,{"$f":"H72","v":0.65557441999999999},{"$f":"L72","v":0},0,0.65557441999999999,0.65557441999999999,0,{"$f":"L287-Q287-R287","v":400.295106395},{"$f":"IF(S287<0,0,S287)","v":400.295106395},{"$f":"K287+H287","v":400.950680815},null,null,null,null,null,null,null,null,null,null,null,{"$f":"J287","v":0},400.950680815,{"$f":"+Q287","v":0.65557441999999999},{"$f":"(AI297+R297+AJ297)*AB296","v":385.43995291828145},{"$f":"(AI287+R287+AJ287)*U286","v":386.09552733828144},{"$f":"IF(AG287>0,(AI287+R287+AJ287)*AG286,\"\")","v":""},{"$f":"SUM(AI287:AK287)","v":772.19105467656289},{"$f":"IF(AN286=\"\",\"\",$AM287*AN286)","v":772.19105467656289},"","","","","","","","","","","","",772.19105467656289,{"$f":"+U287","v":400.950680815},{"$f":"IF(D287=\"MAR\",IF((BB287-AJ287)<0,0,BB287-AJ287),IF(D287=\"C\",IF((BB287-AJ287)<0,0,BB287-AJ287),IF((BB287-AK287)<0,0,BB287-AK287)))","v":14.855153476718556},{"$f":"IF(AG287=0,\"\",IF(AG287-AL287<0,0,AG287-AL287))","v":""},{"$f":"IF(D287=\"MAR\",0,IF(D287=\"C\",0,AJ287))","v":385.43995291828145},{"$f":"IF(T287-BE287<0,0,T287-BE287)","v":14.855153476718556},{"$f":"IF(D287=\"MAR\",IF(AI287+R287+AJ287=0,\"Infinito\",(I287+U287+AG287)/(AI287+R287)),IF(D287=\"C\",IF(AI287+R287+AJ287=0,\"Infinito\",(I287+U287+AG287)/(AI287+R287)),IF(AI287+R287+AJ287=0,\"Infinito\",(I287+U287+AG287)/(AI287+R287+AJ287))))","v":1.0384753316857336},{"$f":"IF(BG287<1.4,\"1\", IF(BG287<3,\"2\", IF(BG287<9,\"3\", \"4\")))","v":"1"},{"$f":"IF(BG287<1.4,\"ROJO\", IF(BG287<3,\"AMARILLO\", IF(BG287<9,\"VERDE\", \"AZUL\")))","v":"ROJO"},{"$f":"IF(BG287<1.4,\"Déficit\", IF(BG287<3,\"Equilibrio\", IF(BG287<9,\"Disponibilidad\", \"Abundante\")))","v":"Déficit"},{"$f":"IF(I287+U287+AG287<=0,0,I287+U287+AG287)","v":400.950680815},{"$f":"IF(D287=\"MAR\",AI287+R287,IF(D287=\"C\",AI287+R287,AI287+R287+AJ287))","v":386.09552733828144},{"$f":"BK287/BL287","v":1.0384753316857336},{"$f":"IF(BM287-BG287=0,\"\",\"CHECAR\")","v":""}]
[null,null,null,null,null,null,null,null,null,null,null,null,null,null,null,null,null,null,null,null,{"$f":"IF(U289=0,\"\",U289/(SUM($U289:$AG289)))","v":1},"","","","","","","","","","","","",1,null,null,null,null,null,null,{"$f":"IF(V288=0,\"\",V288)","v":""},"","","","","","","","","","",""]
[102,{"$f":"A289","v":102},{"$f":"A289","v":102},106,null,null,null,{"$f":"C73","v":283.36399999999998},null,{"$f":"J73","v":0},{"$f":"I73","v":0.19862490749999995},283.56262490749998,{"$f":"H73","v":0.57683320999999999},{"$f":"L73","v":0},0,0.57683320999999999,0.57683320999999999,0,{"$f":"L289-Q289-R289","v":282.98579169749996},{"$f":"IF(S289<0,0,S289)","v":282.98579169749996},{"$f":"K289+H289","v":283.56262490749998},null,null,null,null,null,null,null,null,null,null,null,{"$f":"J289","v":0},283.56262490749998,{"$f":"+Q289","v":0.57683320999999999},{"$f":"(AI297+R297+AJ297)*AC296","v":272.48404610971136},{"$f":"(AI289+R289+AJ289)*U288","v":273.06087931971138},{"$f":"IF(AG289>0,(AI289+R289+AJ289)*AG288,\"\")","v":""},{"$f":"SUM(AI289:AK289)","v":546.12175863942275},{"$f":"IF(AN288=\"\",\"\",$AM289*AN288)","v":""},"","","","","","","","","","","","",{"$f":"SUM(AN289:AZ289)","v":0},{"$f":"+U289","v":283.56262490749998},{"$f":"IF(D289=\"MAR\",IF((BB289-AJ289)<0,0,BB289-AJ289),IF(D289=\"C\",IF((BB289-AJ289)<0,0,BB289-AJ289),IF((BB289-AK289)<0,0,BB289-AK289)))","v":10.501745587788605},{"$f":"IF(AG289=0,\"\",IF(AG289-AL289<0,0,AG289-AL289))","v":""},{"$f":"IF(D289=\"MAR\",0,IF(D289=\"C\",0,AJ289))","v":272.48404610971136},{"$f":"IF(T289-BE289<0,0,T289-BE289)","v":10.501745587788605},{"$f":"IF(D289=\"MAR\",IF(AI289+R289+AJ289=0,\"Infinito\",(I289+U289+AG289)/(AI289+R289)),IF(D289=\"C\",IF(AI289+R289+AJ289=0,\"Infinito\",(I289+U289+AG289)/(AI289+R289)),IF(AI289+R289+AJ289=0,\"Infinito\",(I289+U289+AG289)/(AI289+R289+AJ289))))","v":1.0384593560745576},{"$f":"IF(BG289<1.4,\"1\", IF(BG289<3,\"2\", IF(BG289<9,\"3\", \"4\")))","v":"1"},{"$f":"IF(BG289<1.4,\"ROJO\", IF(BG289<3,\"AMARILLO\", IF(BG289<9,\"VERDE\", \"AZUL\")))","v":"ROJO"},{"$f":"IF(BG289<1.4,\"Déficit\", IF(BG289<3,\"Equilibrio\", IF(BG289<9,\"Disponibilidad\", \"Abundante\")))","v":"Déficit"},{"$f":"IF(I289+U289+AG289<=0,0,I289+U289+AG289)","v":283.56262490749998},{"$f":"IF(D289=\"MAR\",AI289+R289,IF(D289=\"C\",AI289+R289,AI289+R289+AJ289))","v":273.06087931971138},{"$f":"BK289/BL289","v":1.0384593560745576},{"$f":"IF(BM289-BG289=0,\"\",\"CHECAR\")","v":""}]
[null,null,null,null,null,null,null,null,null,null,null,null,null,null,null,null,null,null,null,null,{"$f":"IF(U291=0,\"\",U291/(SUM($U291:$AG291)))","v":1},"","","","","","","","","","","","",1,null,null,null,null,null,null,{"$f":"IF(V290=0,\"\",V290)","v":""},"","","","","","","","","","",""]
[103,{"$f":"A291","v":103},{"$f":"A291","v":103},106,null,null,null,{"$f":"C74","v":513.97400000000005},null,{"$f":"J74","v":0},{"$f":"I74","v":1.0557555074999996},515.0297555075,{"$f":"H74","v":1.4446740099999997},{"$f":"L74","v":0},0,1.4446740099999997,1.4446740099999997,0,{"$f":"L291-Q291-R291","v":513.58508149750003},{"$f":"IF(S291<0,0,S291)","v":513.58508149750003},{"$f":"K291+H291","v":515.0297555075},null,null,null,null,null,null,null,null,null,null,null,{"$f":"J291","v":0},515.0297555075,{"$f":"+Q291","v":1.4446740099999997},{"$f":"(AI297+R297+AJ297)*AD296","v":494.52567985327931},{"$f":"(AI291+R291+AJ291)*U290","v":495.97035386327929},{"$f":"IF(AG291>0,(AI291+R291+AJ291)*AG290,\"\")","v":""},{"$f":"SUM(AI291:AK291)","v":991.94070772655857},{"$f":"IF(AN290=\"\",\"\",$AM291*AN290)","v":""},"","","","","","","","","","","","",{"$f":"SUM(AN291:AZ291)","v":0},{"$f":"+U291","v":515.0297555075},{"$f":"IF(D291=\"MAR\",IF((BB291-AJ291)<0,0,BB291-AJ291),IF(D291=\"C\",IF((BB291-AJ291)<0,0,BB291-AJ291),IF((BB291-AK291)<0,0,BB291-AK291)))","v":19.059401644220713},{"$f":"IF(AG291=0,\"\",IF(AG291-AL291<0,0,AG291-AL291))","v":""},{"$f":"IF(D291=\"MAR\",0,IF(D291=\"C\",0,AJ291))","v":494.52567985327931},{"$f":"IF(T291-BE291<0,0,T291-BE291)","v":19.059401644220713},{"$f":"IF(D291=\"MAR\",IF(AI291+R291+AJ291=0,\"Infinito\",(I291+U291+AG291)/(AI291+R291)),IF(D291=\"C\",IF(AI291+R291+AJ291=0,\"Infinito\",(I291+U291+AG291)/(AI291+R291)),IF(AI291+R291+AJ291=0,\"Infinito\",(I291+U291+AG291)/(AI291+R291+AJ291))))","v":1.0384285098812069},{"$f":"IF(BG291<1.4,\"1\", IF(BG291<3,\"2\", IF(BG291<9,\"3\", \"4\")))","v":"1"},{"$f":"IF(BG291<1.4,\"ROJO\", IF(BG291<3,\"AMARILLO\", IF(BG291<9,\"VERDE\", \"AZUL\")))","v":"ROJO"},{"$f":"IF(BG291<1.4,\"Déficit\", IF(BG291<3,\"Equilibrio\", IF(BG291<9,\"Disponibilidad\", \"Abundante\")))","v":"Déficit"},{"$f":"IF(I291+U291+AG291<=0,0,I291+U291+AG291)","v":515.0297555075},{"$f":"IF(D291=\"MAR\",AI291+R291,IF(D291=\"C\",AI291+R291,AI291+R291+AJ291))","v":495.97035386327929},{"$f":"BK291/BL291","v":1.0384285098812069},{"$f":"IF(BM291-BG291=0,\"\",\"CHECAR\")","v":""}]
[null,null,null,null,null,null,null,null,null,null,null,null,null,null,null,null,null,null,null,null,{"$f":"IF(U293=0,\"\",U293/(SUM($U293:$AG293)))","v":1},"","","","","","","","","","","","",1,null,null,null,null,null,{"$f":"IF(U292=0,\"\",U292)","v":1},"","","","","","","","","","","",""]
[104,{"$f":"A293","v":104},{"$f":"A293","v":104},106,null,null,null,{"$f":"C75","v":412.86599999999999},null,{"$f":"J75","v":0},{"$f":"I75","v":1.0907318965000004},413.9567318965,{"$f":"H75","v":4.1174279},{"$f":"L75","v":0},0,4.1174279,4.1174279,0,{"$f":"L293-Q293-R293","v":409.83930399650001},{"$f":"IF(S293<0,0,S293)","v":409.83930399650001},{"$f":"K293+H293","v":413.9567318965},null,null,null,null,null,null,null,null,null,null,null,{"$f":"J293","v":0},413.9567318965,{"$f":"+Q293","v":4.1174279},{"$f":"(AI297+R297+AJ297)*AE296","v":394.62996052865401},{"$f":"(AI293+R293+AJ293)*U292","v":398.74738842865401},{"$f":"IF(AG293>0,(AI293+R293+AJ293)*AG292,\"\")","v":""},{"$f":"SUM(AI293:AK293)","v":797.49477685730801},{"$f":"IF(AN292=\"\",\"\",$AM293*AN292)","v":797.49477685730801},"","","","","","","","","","","","",{"$f":"SUM(AN293:AZ293)","v":797.49477685730801},{"$f":"+U293","v":413.9567318965},{"$f":"IF(D293=\"MAR\",IF((BB293-AJ293)<0,0,BB293-AJ293),IF(D293=\"C\",IF((BB293-AJ293)<0,0,BB293-AJ293),IF((BB293-AK293)<0,0,BB293-AK293)))","v":15.209343467845997},{"$f":"IF(AG293=0,\"\",IF(AG293-AL293<0,0,AG293-AL293))","v":""},{"$f":"IF(D293=\"MAR\",0,IF(D293=\"C\",0,AJ293))","v":394.62996052865401},{"$f":"IF(T293-BE293<0,0,T293-BE293)","v":15.209343467845997},{"$f":"IF(D293=\"MAR\",IF(AI293+R293+AJ293=0,\"Infinito\",(I293+U293+AG293)/(AI293+R293)),IF(D293=\"C\",IF(AI293+R293+AJ293=0,\"Infinito\",(I293+U293+AG293)/(AI293+R293)),IF(AI293+R293+AJ293=0,\"Infinito\",(I293+U293+AG293)/(AI293+R293+AJ293))))","v":1.038142803963636},{"$f":"IF(BG293<1.4,\"1\", IF(BG293<3,\"2\", IF(BG293<9,\"3\", \"4\")))","v":"1"},{"$f":"IF(BG293<1.4,\"ROJO\", IF(BG293<3,\"AMARILLO\", IF(BG293<9,\"VERDE\", \"AZUL\")))","v":"ROJO"},{"$f":"IF(BG293<1.4,\"Déficit\", IF(BG293<3,\"Equilibrio\", IF(BG293<9,\"Disponibilidad\", \"Abundante\")))","v":"Déficit"},{"$f":"IF(I293+U293+AG293<=0,0,I293+U293+AG293)","v":413.9567318965},{"$f":"IF(D293=\"MAR\",AI293+R293,IF(D293=\"C\",AI293+R293,AI293+R293+AJ293))","v":398.74738842865401},{"$f":"BK293/BL293","v":1.038142803963636},{"$f":"IF(BM293-BG293=0,\"\",\"CHECAR\")","v":""}]
[null,null,null,null,null,null,null,null,null,null,null,null,null,null,null,null,null,null,null,null,{"$f":"IF(U295=0,\"\",U295/(SUM($U295:$AG295)))","v":1},"","","","","","","","","","","","",1,null,null,null,null,null,{"$f":"IF(U294=0,\"\",U294)","v":1},"","","","","","","","","","","","",1]
[105,{"$f":"A295","v":105},{"$f":"A295","v":105},106,null,null,null,{"$f":"C143","v":710.69399999999996},null,{"$f":"J143","v":0},{"$f":"I143","v":0},710.69399999999996,{"$f":"H143","v":0},{"$f":"K143","v":0},0,0,0,0,{"$f":"L295-Q295-R295","v":710.69399999999996},{"$f":"IF(S295<0,0,S295)","v":710.69399999999996},{"$f":"K295+H295","v":710.69399999999996},null,null,null,null,null,null,null,null,null,null,null,{"$f":"J295","v":0},710.69399999999996,{"$f":"+Q295","v":0},{"$f":"(AI297+R297+AJ297)*AF296","v":684.31978688492575},{"$f":"(AI295+R295+AJ295)*U294","v":684.31978688492575},{"$f":"IF(AG295>0,(AI295+R295+AJ295)*AG294,\"\")","v":""},{"$f":"SUM(AI295:AK295)","v":1368.6395737698515},{"$f":"IF(AN294=\"\",\"\",$AM295*AN294)","v":1368.6395737698515},"","","","","","","","","","","","",1368.6395737698515,{"$f":"+U295","v":710.69399999999996},{"$f":"IF(D295=\"MAR\",IF((BB295-AJ295)<0,0,BB295-AJ295),IF(D295=\"C\",IF((BB295-AJ295)<0,0,BB295-AJ295),IF((BB295-AK295)<0,0,BB295-AK295)))","v":26.374213115074213},{"$f":"IF(AG295=0,\"\",IF(AG295-AL295<0,0,AG295-AL295))","v":""},{"$f":"IF(D295=\"MAR\",0,IF(D295=\"C\",0,AJ295))","v":684.31978688492575},{"$f":"IF(T295-BE295<0,0,T295-BE295)","v":26.374213115074213},{"$f":"IF(D295=\"MAR\",IF(AI295+R295+AJ295=0,\"Infinito\",(I295+U295+AG295)/(AI295+R295)),IF(D295=\"C\",IF(AI295+R295+AJ295=0,\"Infinito\",(I295+U295+AG295)/(AI295+R295)),IF(AI295+R295+AJ295=0,\"Infinito\",(I295+U295+AG295)/(AI295+R295+AJ295))))","v":1.0385407723414393},{"$f":"IF(BG295<1.4,\"1\", IF(BG295<3,\"2\", IF(BG295<9,\"3\", \"4\")))","v":"1"},{"$f":"IF(BG295<1.4,\"ROJO\", IF(BG295<3,\"AMARILLO\", IF(BG295<9,\"VERDE\", \"AZUL\")))","v":"ROJO"},{"$f":"IF(BG295<1.4,\"Déficit\", IF(BG295<3,\"Equilibrio\", IF(BG295<9,\"Disponibilidad\", \"Abundante\")))","v":"Déficit"},{"$f":"IF(I295+U295+AG295<=0,0,I295+U295+AG295)","v":710.69399999999996},{"$f":"IF(D295=\"MAR\",AI295+R295,IF(D295=\"C\",AI295+R295,AI295+R295+AJ295))","v":684.31978688492575},{"$f":"BK295/BL295","v":1.0385407723414393},{"$f":"IF(BM295-BG295=0,\"\",\"CHECAR\")","v":""}]
[null,null,null,null,null,null,null,null,null,null,null,null,null,null,null,null,null,null,null,null,{"$f":"IF(U297=0,\"\",U297/(SUM($U297:$AG297)))","v":0.12502191893709394},0.19411187079486628,0.24602148493772427,0.11941229500540487,7.9360230728819911E-2,7.2998682497893097E-2,2.0110483602449259E-2,2.4694666607113627E-2,1.7457719739456583E-2,3.1683655781324989E-2,2.5283459160497686E-2,4.3843532207355575E-2,"",1,null,null,null,null,null,{"$f":"IF(U296=0,\"\",U296)","v":0.12502191893709394},0.19411187079486628,0.24602148493772427,0.11941229500540487,7.9360230728819911E-2,7.2998682497893097E-2,2.0110483602449259E-2,2.4694666607113627E-2,1.7457719739456583E-2,3.1683655781324989E-2,2.5283459160497686E-2,4.3843532207355575E-2,"",1]
[106,{"$f":"A297","v":106},{"$f":"A297","v":106},114,null,null,null,{"$f":"C76","v":2023.7660000000001},{"$f":"T275+T277+T279+T281+T283+T285+T287+T289+T291+T293+T295","v":14183.201969265498},{"$f":"J76","v":0},{"$f":"I76","v":2.8117683435000012},16209.779737608997,{"$f":"H76","v":5.6198361900000018},{"$f":"L76","v":0},0,5.6198361900000018,5.6198361900000018,0,{"$f":"L297-Q297-R297","v":16204.159901418996},{"$f":"IF(S297<0,0,S297)","v":16204.159901418996},{"$f":"K297+H297","v":2026.5777683435001},{"$f":"T275","v":3146.5106700399992},{"$f":"T277","v":3987.9540815600003},{"$f":"T279","v":1935.6470000000002},{"$f":"T281","v":1286.41186004},{"$f":"T283","v":1183.2925644265001},{"$f":"+T285","v":325.98650961250002},{"$f":"+T287","v":400.295106395},{"$f":"+T289","v":282.98579169749996},{"$f":"+T291","v":513.58508149750003},{"$f":"+T293","v":409.83930399650001},{"$f":"+T295","v":710.69399999999996},{"$f":"J297","v":0},16209.779737608998,{"$f":"+Q297","v":5.6198361900000018},{"$f":"(AI313+R313+AJ313)*V312","v":15602.606792277636},{"$f":"(AI297+R297+AJ297)*U296","v":1951.370444296072},{"$f":"IF(AG297>0,(AI297+R297+AJ297)*AG296,\"\")","v":""},{"$f":"SUM(AI297:AK297)","v":17559.59707276371},{"$f":"IF(AN296=\"\",\"\",$AM297*AN296)","v":2195.3345217990968},3408.5262381982216,4320.0381467494444,2096.8317858289042,1393.5336751996388,1281.8274515056112,353.1319889974306,433.62839546714821,306.55052443409107,556.35222931220733,443.96735546401601,769.87475980790236,"",17559.597072763714,{"$f":"+U297","v":2026.5777683435001},{"$f":"IF(D297=\"MAR\",IF((BB297-AJ297)<0,0,BB297-AJ297),IF(D297=\"C\",IF((BB297-AJ297)<0,0,BB297-AJ297),IF((BB297-AK297)<0,0,BB297-AK297)))","v":75.207324047428074},{"$f":"IF(AG297=0,\"\",IF(AG297-AL297<0,0,AG297-AL297))","v":""},{"$f":"IF(D297=\"MAR\",0,IF(D297=\"C\",0,AJ297))","v":15602.606792277636},{"$f":"IF(T297-BE297<0,0,T297-BE297)","v":601.55310914135953},{"$f":"IF(D297=\"MAR\",IF(AI297+R297+AJ297=0,\"Infinito\",(I297+U297+AG297)/(AI297+R297)),IF(D297=\"C\",IF(AI297+R297+AJ297=0,\"Infinito\",(I297+U297+AG297)/(AI297+R297)),IF(AI297+R297+AJ297=0,\"Infinito\",(I297+U297+AG297)/(AI297+R297+AJ297))))","v":1.0385407723414393},{"$f":"IF(BG297<1.4,\"1\", IF(BG297<3,\"2\", IF(BG297<9,\"3\", \"4\")))","v":"1"},{"$f":"IF(BG297<1.4,\"ROJO\", IF(BG297<3,\"AMARILLO\", IF(BG297<9,\"VERDE\", \"AZUL\")))","v":"ROJO"},{"$f":"IF(BG297<1.4,\"Déficit\", IF(BG297<3,\"Equilibrio\", IF(BG297<9,\"Disponibilidad\", \"Abundante\")))","v":"Déficit"},{"$f":"IF(I297+U297+AG297<=0,0,I297+U297+AG297)","v":16209.779737608998},{"$f":"IF(D297=\"MAR\",AI297+R297,IF(D297=\"C\",AI297+R297,AI297+R297+AJ297))","v":15608.226628467637},{"$f":"BK297/BL297","v":1.0385407723414393},{"$f":"IF(BM297-BG297=0,\"\",\"CHECAR\")","v":""}]
[null,null,null,null,null,null,null,null,null,null,null,null,null,null,null,null,null,null,null,null,{"$f":"IF(U299=0,\"\",U299/(SUM($U299:$AG299)))","v":1},"","","","","","","","","","","","",1,null,null,null,null,null,{"$f":"IF(U298=0,\"\",U298)","v":1},"","","","","","","","","","","","",1]
[107,{"$f":"A299","v":107},{"$f":"A299","v":107},109,null,null,null,{"$f":"C144","v":1967.7809999999999},null,{"$f":"J144","v":0},{"$f":"I144","v":0},1967.7809999999999,{"$f":"H144","v":0},{"$f":"K144","v":0},0,0,0,0,{"$f":"L299-Q299-R299","v":1967.7809999999999},{"$f":"IF(S299<0,0,S299)","v":1967.7809999999999},{"$f":"K299+H299","v":1967.7809999999999},null,null,null,null,null,null,null,null,null,null,null,{"$f":"J299","v":0},1967.7809999999999,{"$f":"+Q299","v":0},{"$f":"(AI303+R303+AJ303)*V302","v":1894.8395246752502},{"$f":"(AI299+R299+AJ299)*U298","v":1894.8395246752502},{"$f":"IF(AG299>0,(AI299+R299+AJ299)*AG298,\"\")","v":""},{"$f":"SUM(AI299:AK299)","v":3789.6790493505005},{"$f":"IF(AN298=\"\",\"\",$AM299*AN298)","v":3789.6790493505005},"","","","","","","","","","","","",3789.6790493505005,{"$f":"+U299","v":1967.7809999999999},{"$f":"IF(D299=\"MAR\",IF((BB299-AJ299)<0,0,BB299-AJ299),IF(D299=\"C\",IF((BB299-AJ299)<0,0,BB299-AJ299),IF((BB299-AK299)<0,0,BB299-AK299)))","v":72.941475324749717},{"$f":"IF(AG299=0,\"\",IF(AG299-AL299<0,0,AG299-AL299))","v":""},{"$f":"IF(D299=\"MAR\",0,IF(D299=\"C\",0,AJ299))","v":1894.8395246752502},{"$f":"IF(T299-BE299<0,0,T299-BE299)","v":72.941475324749717},{"$f":"IF(D299=\"MAR\",IF(AI299+R299+AJ299=0,\"Infinito\",(I299+U299+AG299)/(AI299+R299)),IF(D299=\"C\",IF(AI299+R299+AJ299=0,\"Infinito\",(I299+U299+AG299)/(AI299+R299)),IF(AI299+R299+AJ299=0,\"Infinito\",(I299+U299+AG299)/(AI299+R299+AJ299))))","v":1.0384948035835651},{"$f":"IF(BG299<1.4,\"1\", IF(BG299<3,\"2\", IF(BG299<9,\"3\", \"4\")))","v":"1"},{"$f":"IF(BG299<1.4,\"ROJO\", IF(BG299<3,\"AMARILLO\", IF(BG299<9,\"VERDE\", \"AZUL\")))","v":"ROJO"},{"$f":"IF(BG299<1.4,\"Déficit\", IF(BG299<3,\"Equilibrio\", IF(BG299<9,\"Disponibilidad\", \"Abundante\")))","v":"Déficit"},{"$f":"IF(I299+U299+AG299<=0,0,I299+U299+AG299)","v":1967.7809999999999},{"$f":"IF(D299=\"MAR\",AI299+R299,IF(D299=\"C\",AI299+R299,AI299+R299+AJ299))","v":1894.8395246752502},{"$f":"BK299/BL299","v":1.0384948035835651},{"$f":"IF(BM299-BG299=0,\"\",\"CHECAR\")","v":""}]
[null,null,null,null,null,null,null,null,null,null,null,null,null,null,null,null,null,null,null,null,{"$f":"IF(U301=0,\"\",U301/(SUM($U301:$AG301)))","v":1},"","","","","","","","","","","","",{"$f":"SUM(U300:AG300)","v":1},null,null,null,null,null,{"$f":"IF(U300=0,\"\",U300)","v":1},"","","","","","","","","","","","",{"$f":"SUM(AN300:AZ300)","v":1}]
[108,{"$f":"A301","v":108},{"$f":"A301","v":108},111,null,null,null,{"$f":"C145","v":28444.109},null,{"$f":"J145","v":0},{"$f":"I145","v":0},28444.109,{"$f":"H145","v":0},{"$f":"K145","v":0},0,0,0,0,{"$f":"L301-Q301-R301","v":28444.109},{"$f":"IF(S301<0,0,S301)","v":28444.109},{"$f":"K301+H301","v":28444.109},null,null,null,null,null,null,null,null,null,null,null,{"$f":"J301","v":0},{"$f":"SUM(U301:AG301)","v":28444.109},{"$f":"+Q301","v":0},{"$f":"(AI307+R307+AJ307)*V306","v":27388.326098149955},{"$f":"(AI301+R301+AJ301)*U300","v":27388.326098149955},{"$f":"IF(AG301>0,(AI301+R301+AJ301)*AG300,\"\")","v":""},{"$f":"SUM(AI301:AK301)","v":54776.65219629991},{"$f":"IF(AN300=\"\",\"\",$AM301*AN300)","v":54776.65219629991},"","","","","","","","","","","","",{"$f":"SUM(AN301:AZ301)","v":54776.65219629991},{"$f":"+U301","v":28444.109},{"$f":"IF(D301=\"MAR\",IF((BB301-AJ301)<0,0,BB301-AJ301),IF(D301=\"C\",IF((BB301-AJ301)<0,0,BB301-AJ301),IF((BB301-AK301)<0,0,BB301-AK301)))","v":1055.7829018500452},{"$f":"IF(AG301=0,\"\",IF(AG301-AL301<0,0,AG301-AL301))","v":""},{"$f":"IF(D301=\"MAR\",0,IF(D301=\"C\",0,AJ301))","v":27388.326098149955},{"$f":"IF(T301-BE301<0,0,T301-BE301)","v":1055.7829018500452},{"$f":"IF(D301=\"MAR\",IF(AI301+R301+AJ301=0,\"Infinito\",(I301+U301+AG301)/(AI301+R301)),IF(D301=\"C\",IF(AI301+R301+AJ301=0,\"Infinito\",(I301+U301+AG301)/(AI301+R301)),IF(AI301+R301+AJ301=0,\"Infinito\",(I301+U301+AG301)/(AI301+R301+AJ301))))","v":1.0385486465316098},{"$f":"IF(BG301<1.4,\"1\", IF(BG301<3,\"2\", IF(BG301<9,\"3\", \"4\")))","v":"1"},{"$f":"IF(BG301<1.4,\"ROJO\", IF(BG301<3,\"AMARILLO\", IF(BG301<9,\"VERDE\", \"AZUL\")))","v":"ROJO"},{"$f":"IF(BG301<1.4,\"Déficit\", IF(BG301<3,\"Equilibrio\", IF(BG301<9,\"Disponibilidad\", \"Abundante\")))","v":"Déficit"},{"$f":"IF(I301+U301+AG301<=0,0,I301+U301+AG301)","v":28444.109},{"$f":"IF(D301=\"MAR\",AI301+R301,IF(D301=\"C\",AI301+R301,AI301+R301+AJ301))","v":27388.326098149955},{"$f":"BK301/BL301","v":1.0385486465316098},{"$f":"IF(BM301-BG301=0,\"\",\"CHECAR\")","v":""}]
[null,null,null,null,null,null,null,null,null,null,null,null,null,null,null,null,null,null,null,null,{"$f":"IF(U303=0,\"\",U303/(SUM($U303:$AG303)))","v":0.37505294925969046},0.62494705074030954,"","","","","","","","","","","",{"$f":"SUM(U302:AG302)","v":1},null,null,null,null,null,{"$f":"IF(U302=0,\"\",U302)","v":0.37505294925969046},0.62494705074030954,"","","","","","","","","","","",{"$f":"SUM(AN302:AZ302)","v":1}]
[109,{"$f":"A303","v":109},{"$f":"A303","v":109},114,null,null,null,{"$f":"C77","v":1179.778},{"$f":"T299","v":1967.7809999999999},{"$f":"J77","v":0},{"$f":"I77","v":1.1573555199999999},3148.71635552,{"$f":"H77","v":4.7067470999999994},{"$f":"L77","v":0},0,4.7067470999999994,4.7067470999999994,0,{"$f":"L303-Q303-R303","v":3144.0096084199999},{"$f":"IF(S303<0,0,S303)","v":3144.0096084199999},{"$f":"K303+H303","v":1180.93535552},{"$f":"T299","v":1967.7809999999999},null,null,null,null,null,null,null,null,null,null,{"$f":"J303","v":0},{"$f":"SUM(U303:AG303)","v":3148.71635552},{"$f":"+Q303","v":4.7067470999999994},{"$f":"(AI313+R313+AJ313)*W312","v":3027.2933598380705},{"$f":"(AI303+R303+AJ303)*U302","v":1137.1605822628203},{"$f":"IF(AG303>0,(AI303+R303+AJ303)*AG302,\"\")","v":""},{"$f":"SUM(AI303:AK303)","v":4169.1606892008913},{"$f":"IF(AN302=\"\",\"\",$AM303*AN302)","v":1563.6560124223579},2605.5046767785334,"","","","","","","","","","","",{"$f":"SUM(AN303:AZ303)","v":4169.1606892008913},{"$f":"+U303","v":1180.93535552},{"$f":"IF(D303=\"MAR\",IF((BB303-AJ303)<0,0,BB303-AJ303),IF(D303=\"C\",IF((BB303-AJ303)<0,0,BB303-AJ303),IF((BB303-AK303)<0,0,BB303-AK303)))","v":43.774773257179731},{"$f":"IF(AG303=0,\"\",IF(AG303-AL303<0,0,AG303-AL303))","v":""},{"$f":"IF(D303=\"MAR\",0,IF(D303=\"C\",0,AJ303))","v":3027.2933598380705},{"$f":"IF(T303-BE303<0,0,T303-BE303)","v":116.71624858192945},{"$f":"IF(D303=\"MAR\",IF(AI303+R303+AJ303=0,\"Infinito\",(I303+U303+AG303)/(AI303+R303)),IF(D303=\"C\",IF(AI303+R303+AJ303=0,\"Infinito\",(I303+U303+AG303)/(AI303+R303)),IF(AI303+R303+AJ303=0,\"Infinito\",(I303+U303+AG303)/(AI303+R303+AJ303))))","v":1.0384948035835651},{"$f":"IF(BG303<1.4,\"1\", IF(BG303<3,\"2\", IF(BG303<9,\"3\", \"4\")))","v":"1"},{"$f":"IF(BG303<1.4,\"ROJO\", IF(BG303<3,\"AMARILLO\", IF(BG303<9,\"VERDE\", \"AZUL\")))","v":"ROJO"},{"$f":"IF(BG303<1.4,\"Déficit\", IF(BG303<3,\"Equilibrio\", IF(BG303<9,\"Disponibilidad\", \"Abundante\")))","v":"Déficit"},{"$f":"IF(I303+U303+AG303<=0,0,I303+U303+AG303)","v":3148.71635552},{"$f":"IF(D303=\"MAR\",AI303+R303,IF(D303=\"C\",AI303+R303,AI303+R303+AJ303))","v":3032.0001069380705},{"$f":"BK303/BL303","v":1.0384948035835651},{"$f":"IF(BM303-BG303=0,\"\",\"CHECAR\")","v":""}]
[null,null,null,null,null,null,null,null,null,null,null,null,null,null,null,null,null,null,null,null,{"$f":"IF(U305=0,\"\",U305/(SUM($U305:$AG305)))","v":1},"","","","","","","","","","","","",{"$f":"SUM(U304:AG304)","v":1},null,null,null,null,null,{"$f":"IF(U304=0,\"\",U304)","v":1},"","","","","","","","","","","","",1]
[110,{"$f":"A305","v":110},{"$f":"A305","v":110},114,null,null,null,{"$f":"C146","v":3219.328},null,{"$f":"J146","v":0},{"$f":"I146","v":0},3219.328,{"$f":"H146","v":0},{"$f":"K146","v":0},0,0,0,0,{"$f":"L305-Q305-R305","v":3219.328},{"$f":"IF(S305<0,0,S305)","v":3219.328},{"$f":"K305+H305","v":3219.328},null,null,null,null,null,null,null,null,null,null,null,{"$f":"J305","v":0},3219.328,{"$f":"+Q305","v":0},{"$f":"(AI313+R313+AJ313)*X312","v":3099.8156785018491},{"$f":"(AI305+R305+AJ305)*U304","v":3099.8156785018491},{"$f":"IF(AG305>0,(AI305+R305+AJ305)*AG304,\"\")","v":""},{"$f":"SUM(AI305:AK305)","v":6199.6313570036982},{"$f":"IF(AN304=\"\",\"\",$AM305*AN304)","v":6199.6313570036982},"","","","","","","","","","","","",6199.6313570036982,{"$f":"+U305","v":3219.328},{"$f":"IF(D305=\"MAR\",IF((BB305-AJ305)<0,0,BB305-AJ305),IF(D305=\"C\",IF((BB305-AJ305)<0,0,BB305-AJ305),IF((BB305-AK305)<0,0,BB305-AK305)))","v":119.51232149815087},{"$f":"IF(AG305=0,\"\",IF(AG305-AL305<0,0,AG305-AL305))","v":""},{"$f":"IF(D305=\"MAR\",0,IF(D305=\"C\",0,AJ305))","v":3099.8156785018491},{"$f":"IF(T305-BE305<0,0,T305-BE305)","v":119.51232149815087},{"$f":"IF(D305=\"MAR\",IF(AI305+R305+AJ305=0,\"Infinito\",(I305+U305+AG305)/(AI305+R305)),IF(D305=\"C\",IF(AI305+R305+AJ305=0,\"Infinito\",(I305+U305+AG305)/(AI305+R305)),IF(AI305+R305+AJ305=0,\"Infinito\",(I305+U305+AG305)/(AI305+R305+AJ305))))","v":1.0385546541773449},{"$f":"IF(BG305<1.4,\"1\", IF(BG305<3,\"2\", IF(BG305<9,\"3\", \"4\")))","v":"1"},{"$f":"IF(BG305<1.4,\"ROJO\", IF(BG305<3,\"AMARILLO\", IF(BG305<9,\"VERDE\", \"AZUL\")))","v":"ROJO"},{"$f":"IF(BG305<1.4,\"Déficit\", IF(BG305<3,\"Equilibrio\", IF(BG305<9,\"Disponibilidad\", \"Abundante\")))","v":"Déficit"},{"$f":"IF(I305+U305+AG305<=0,0,I305+U305+AG305)","v":3219.328},{"$f":"IF(D305=\"MAR\",AI305+R305,IF(D305=\"C\",AI305+R305,AI305+R305+AJ305))","v":3099.8156785018491},{"$f":"BK305/BL305","v":1.0385546541773449},{"$f":"IF(BM305-BG305=0,\"\",\"CHECAR\")","v":""}]
[null,null,null,null,null,null,null,null,null,null,null,null,null,null,null,null,null,null,null,null,{"$f":"IF(U307=0,\"\",U307/(SUM($U307:$AG307)))","v":2.5080159522521718E-2},0.97491984047747826,"","","","","","","","","","","",1,null,null,null,null,null,{"$f":"IF(U306=0,\"\",U306)","v":2.5080159522521718E-2},0.97491984047747826,"","","","","","","","","","","",1]
[111,{"$f":"A307","v":111},{"$f":"A307","v":111},114,null,null,null,{"$f":"C78","v":731.11800000000005},{"$f":"T301","v":28444.109},{"$f":"J78","v":0},{"$f":"I78","v":0.61681713800000004},29175.843817138,{"$f":"H78","v":4.3774791299999993},{"$f":"L78","v":0},0,4.3774791299999993,4.3774791299999993,0,{"$f":"L307-Q307-R307","v":29171.466338008002},{"$f":"IF(S307<0,0,S307)","v":29171.466338008002},{"$f":"K307+H307","v":731.73481713800004},{"$f":"T301","v":28444.109},null,null,null,null,null,null,null,null,null,null,{"$f":"J307","v":0},29175.843817138,{"$f":"+Q307","v":4.3774791299999993},{"$f":"(AI313+R313+AJ313)*Y312","v":28088.523045631304},{"$f":"(AI307+R307+AJ307)*U306","v":704.57442661134758},{"$f":"IF(AG307>0,(AI307+R307+AJ307)*AG306,\"\")","v":""},{"$f":"SUM(AI307:AK307)","v":28797.474951372649},{"$f":"IF(AN306=\"\",\"\",$AM307*AN306)","v":722.24526562624942},28075.229685746399,"","","","","","","","","","","",28797.474951372649,{"$f":"+U307","v":731.73481713800004},{"$f":"IF(D307=\"MAR\",IF((BB307-AJ307)<0,0,BB307-AJ307),IF(D307=\"C\",IF((BB307-AJ307)<0,0,BB307-AJ307),IF((BB307-AK307)<0,0,BB307-AK307)))","v":27.160390526652463},{"$f":"IF(AG307=0,\"\",IF(AG307-AL307<0,0,AG307-AL307))","v":""},{"$f":"IF(D307=\"MAR\",0,IF(D307=\"C\",0,AJ307))","v":28088.523045631304},{"$f":"IF(T307-BE307<0,0,T307-BE307)","v":1082.9432923766981},{"$f":"IF(D307=\"MAR\",IF(AI307+R307+AJ307=0,\"Infinito\",(I307+U307+AG307)/(AI307+R307)),IF(D307=\"C\",IF(AI307+R307+AJ307=0,\"Infinito\",(I307+U307+AG307)/(AI307+R307)),IF(AI307+R307+AJ307=0,\"Infinito\",(I307+U307+AG307)/(AI307+R307+AJ307))))","v":1.0385486465316098},{"$f":"IF(BG307<1.4,\"1\", IF(BG307<3,\"2\", IF(BG307<9,\"3\", \"4\")))","v":"1"},{"$f":"IF(BG307<1.4,\"ROJO\", IF(BG307<3,\"AMARILLO\", IF(BG307<9,\"VERDE\", \"AZUL\")))","v":"ROJO"},{"$f":"IF(BG307<1.4,\"Déficit\", IF(BG307<3,\"Equilibrio\", IF(BG307<9,\"Disponibilidad\", \"Abundante\")))","v":"Déficit"},{"$f":"IF(I307+U307+AG307<=0,0,I307+U307+AG307)","v":29175.843817138},{"$f":"IF(D307=\"MAR\",AI307+R307,IF(D307=\"C\",AI307+R307,AI307+R307+AJ307))","v":28092.900524761302},{"$f":"BK307/BL307","v":1.0385486465316098},{"$f":"IF(BM307-BG307=0,\"\",\"CHECAR\")","v":""}]
[null,null,null,null,null,null,null,null,null,null,null,null,null,null,null,null,null,null,null,null,{"$f":"IF(U309=0,\"\",U309/(SUM($U309:$AG309)))","v":1},"","","","","","","","","","","","",1,null,null,null,null,null,{"$f":"IF(U308=0,\"\",U308)","v":1},"","","","","","","","","","","","",1]
[112,{"$f":"A309","v":112},{"$f":"A309","v":112},114,null,null,null,{"$f":"C79","v":647.49},null,{"$f":"J79","v":0},{"$f":"I79","v":1.3696347480000002},648.85963474799996,{"$f":"H79","v":3.9429232400000003},{"$f":"L79","v":0},0,3.9429232400000003,3.9429232400000003,0,{"$f":"L309-Q309-R309","v":644.91671150799993},{"$f":"IF(S309<0,0,S309)","v":644.91671150799993},{"$f":"K309+H309","v":648.85963474799996},null,null,null,null,null,null,null,null,null,null,null,{"$f":"J309","v":0},648.85963474799996,{"$f":"+Q309","v":3.9429232400000003},{"$f":"(AI313+R313+AJ313)*Z312","v":620.97522640139562},{"$f":"(AI309+R309+AJ309)*U308","v":624.91814964139564},{"$f":"IF(AG309>0,(AI309+R309+AJ309)*AG308,\"\")","v":""},{"$f":"SUM(AI309:AK309)","v":1249.8362992827913},{"$f":"IF(AN308=\"\",\"\",$AM309*AN308)","v":1249.8362992827913},"","","","","","","","","","","","",1249.8362992827913,{"$f":"+U309","v":648.85963474799996},{"$f":"IF(D309=\"MAR\",IF((BB309-AJ309)<0,0,BB309-AJ309),IF(D309=\"C\",IF((BB309-AJ309)<0,0,BB309-AJ309),IF((BB309-AK309)<0,0,BB309-AK309)))","v":23.941485106604318},{"$f":"IF(AG309=0,\"\",IF(AG309-AL309<0,0,AG309-AL309))","v":""},{"$f":"IF(D309=\"MAR\",0,IF(D309=\"C\",0,AJ309))","v":620.97522640139562},{"$f":"IF(T309-BE309<0,0,T309-BE309)","v":23.941485106604318},{"$f":"IF(D309=\"MAR\",IF(AI309+R309+AJ309=0,\"Infinito\",(I309+U309+AG309)/(AI309+R309)),IF(D309=\"C\",IF(AI309+R309+AJ309=0,\"Infinito\",(I309+U309+AG309)/(AI309+R309)),IF(AI309+R309+AJ309=0,\"Infinito\",(I309+U309+AG309)/(AI309+R309+AJ309))))","v":1.0383113934526353},{"$f":"IF(BG309<1.4,\"1\", IF(BG309<3,\"2\", IF(BG309<9,\"3\", \"4\")))","v":"1"},{"$f":"IF(BG309<1.4,\"ROJO\", IF(BG309<3,\"AMARILLO\", IF(BG309<9,\"VERDE\", \"AZUL\")))","v":"ROJO"},{"$f":"IF(BG309<1.4,\"Déficit\", IF(BG309<3,\"Equilibrio\", IF(BG309<9,\"Disponibilidad\", \"Abundante\")))","v":"Déficit"},{"$f":"IF(I309+U309+AG309<=0,0,I309+U309+AG309)","v":648.85963474799996},{"$f":"IF(D309=\"MAR\",AI309+R309,IF(D309=\"C\",AI309+R309,AI309+R309+AJ309))","v":624.91814964139564},{"$f":"BK309/BL309","v":1.0383113934526353},{"$f":"IF(BM309-BG309=0,\"\",\"CHECAR\")","v":""}]
[null,null,null,null,null,null,null,null,null,null,null,null,null,null,null,null,null,null,null,null,{"$f":"IF(U311=0,\"\",U311/(SUM($U311:$AG311)))","v":1},"","","","","","","","","","","","",1,null,null,null,null,null,{"$f":"IF(U310=0,\"\",U310)","v":1},"","","","","","","","","","","","",1]
[113,{"$f":"A311","v":113},{"$f":"A311","v":113},114,null,null,null,{"$f":"C80","v":1183.23},null,{"$f":"J80","v":0},{"$f":"I80","v":1.6172553975000001},1184.8472553975,{"$f":"H80","v":16.35824079},{"$f":"L80","v":0},0,16.35824079,16.35824079,0,{"$f":"L311-Q311-R311","v":1168.4890146074999},{"$f":"IF(S311<0,0,S311)","v":1168.4890146074999},{"$f":"K311+H311","v":1184.8472553975},null,null,null,null,null,null,null,null,null,null,null,{"$f":"J311","v":0},1184.8472553975,{"$f":"+Q311","v":16.35824079},{"$f":"(AI313+R313+AJ313)*AA312","v":1125.1107584059482},{"$f":"(AI311+R311+AJ311)*U310","v":1141.4689991959483},{"$f":"IF(AG311>0,(AI311+R311+AJ311)*AG310,\"\")","v":""},{"$f":"SUM(AI311:AK311)","v":2282.9379983918966},{"$f":"IF(AN310=\"\",\"\",$AM311*AN310)","v":2282.9379983918966},"","","","","","","","","","","","",2282.9379983918966,{"$f":"+U311","v":1184.8472553975},{"$f":"IF(D311=\"MAR\",IF((BB311-AJ311)<0,0,BB311-AJ311),IF(D311=\"C\",IF((BB311-AJ311)<0,0,BB311-AJ311),IF((BB311-AK311)<0,0,BB311-AK311)))","v":43.378256201551721},{"$f":"IF(AG311=0,\"\",IF(AG311-AL311<0,0,AG311-AL311))","v":""},{"$f":"IF(D311=\"MAR\",0,IF(D311=\"C\",0,AJ311))","v":1125.1107584059482},{"$f":"IF(T311-BE311<0,0,T311-BE311)","v":43.378256201551721},{"$f":"IF(D311=\"MAR\",IF(AI311+R311+AJ311=0,\"Infinito\",(I311+U311+AG311)/(AI311+R311)),IF(D311=\"C\",IF(AI311+R311+AJ311=0,\"Infinito\",(I311+U311+AG311)/(AI311+R311)),IF(AI311+R311+AJ311=0,\"Infinito\",(I311+U311+AG311)/(AI311+R311+AJ311))))","v":1.0380021325433344},{"$f":"IF(BG311<1.4,\"1\", IF(BG311<3,\"2\", IF(BG311<9,\"3\", \"4\")))","v":"1"},{"$f":"IF(BG311<1.4,\"ROJO\", IF(BG311<3,\"AMARILLO\", IF(BG311<9,\"VERDE\", \"AZUL\")))","v":"ROJO"},{"$f":"IF(BG311<1.4,\"Déficit\", IF(BG311<3,\"Equilibrio\", IF(BG311<9,\"Disponibilidad\", \"Abundante\")))","v":"Déficit"},{"$f":"IF(I311+U311+AG311<=0,0,I311+U311+AG311)","v":1184.8472553975},{"$f":"IF(D311=\"MAR\",AI311+R311,IF(D311=\"C\",AI311+R311,AI311+R311+AJ311))","v":1141.4689991959483},{"$f":"BK311/BL311","v":1.0380021325433344},{"$f":"IF(BM311-BG311=0,\"\",\"CHECAR\")","v":""}]
[null,null,null,"115, 116",null,null,null,null,null,null,null,null,null,null,null,null,null,null,null,null,{"$f":"IF(U313=0,\"\",U313/(SUM($U313:$AG313)))","v":8.971949172203339E-2},0.27543750218016183,5.3441718585966309E-2,5.4721976851203856E-2,0.49585513053163471,1.0962262111252811E-2,1.9861918017747063E-2,"","","","","","",1,null,null,null,null,null,{"$f":"IF(U312=0,\"\",U312)","v":8.971949172203339E-2},0.27543750218016183,5.3441718585966309E-2,5.4721976851203856E-2,0.49585513053163471,1.0962262111252811E-2,1.9861918017747063E-2,"","","","","","",1]
[114,{"$f":"A313","v":114},{"$f":"A313","v":114},"y 117",null,null,null,{"$f":"C81","v":5246.933},{"$f":"T297+T303+T305+T307+T309+T311","v":53552.369573962496},{"$f":"J81","v":0},{"$f":"I81","v":31.320609731499992},58830.623183693991,{"$f":"H81","v":133.51995646},{"$f":"L81","v":0},0,133.51995646,133.51995646,0,{"$f":"L313-Q313-R313","v":58697.103227233994},{"$f":"IF(S313<0,0,S313)","v":58697.103227233994},{"$f":"K313+H313","v":5278.2536097314996},{"$f":"T297","v":16204.159901418996},{"$f":"T303","v":3144.0096084199999},{"$f":"T305","v":3219.328},{"$f":"T307","v":29171.466338008002},{"$f":"T309","v":644.91671150799993},{"$f":"T311","v":1168.4890146074999},null,null,null,null,null,{"$f":"J313","v":0},58830.623183693999,{"$f":"+Q313","v":133.51995646},{"$f":"(AI319+R319+AJ319)*V318+(AI317+R317+AJ317)*V316+(AI315+R315+AJ315)*AC314","v":56513.111924742858},{"$f":"(AI313+R313+AJ313)*U312","v":5082.3070201466526},{"$f":"IF(AG313>0,(AI313+R313+AJ313)*AG312,\"\")","v":""},{"$f":"SUM(AI313:AK313)","v":61728.938901349509},{"$f":"IF(AN312=\"\",\"\",$AM313*AN312)","v":5538.2890227695325},17002.464743219531,3298.9005813762287,3377.9295656090248,30608.611056507965,676.68880808610345,1226.0551237811214,"","","","","","",61728.938901349509,{"$f":"+U313","v":5278.2536097314996},{"$f":"IF(D313=\"MAR\",IF((BB313-AJ313)<0,0,BB313-AJ313),IF(D313=\"C\",IF((BB313-AJ313)<0,0,BB313-AJ313),IF((BB313-AK313)<0,0,BB313-AK313)))","v":195.94658958484706},{"$f":"IF(AG313=0,\"\",IF(AG313-AL313<0,0,AG313-AL313))","v":""},{"$f":"IF(D313=\"MAR\",0,IF(D313=\"C\",0,AJ313))","v":56513.111924742858},{"$f":"IF(T313-BE313<0,0,T313-BE313)","v":2183.9913024911366},{"$f":"IF(D313=\"MAR\",IF(AI313+R313+AJ313=0,\"Infinito\",(I313+U313+AG313)/(AI313+R313)),IF(D313=\"C\",IF(AI313+R313+AJ313=0,\"Infinito\",(I313+U313+AG313)/(AI313+R313)),IF(AI313+R313+AJ313=0,\"Infinito\",(I313+U313+AG313)/(AI313+R313+AJ313))))","v":1.0385546541773449},{"$f":"IF(BG313<1.4,\"1\", IF(BG313<3,\"2\", IF(BG313<9,\"3\", \"4\")))","v":"1"},{"$f":"IF(BG313<1.4,\"ROJO\", IF(BG313<3,\"AMARILLO\", IF(BG313<9,\"VERDE\", \"AZUL\")))","v":"ROJO"},{"$f":"IF(BG313<1.4,\"Déficit\", IF(BG313<3,\"Equilibrio\", IF(BG313<9,\"Disponibilidad\", \"Abundante\")))","v":"Déficit"},{"$f":"IF(I313+U313+AG313<=0,0,I313+U313+AG313)","v":58830.623183693999},{"$f":"IF(D313=\"MAR\",AI313+R313,IF(D313=\"C\",AI313+R313,AI313+R313+AJ313))","v":56646.631881202855},{"$f":"BK313/BL313","v":1.0385546541773449},{"$f":"IF(BM313-BG313=0,\"\",\"CHECAR\")","v":""}]
[null,null,null,null,null,null,null,null,null,null,null,null,null,null,null,null,null,null,null,null,{"$f":"IF(U315=0,\"\",U315/(SUM($U315:$AG315)))","v":3.7297435752527093E-2},0.2807067061428391,0.16180504127663645,5.0044886156891302E-2,1.2732131496214072E-2,2.9426123158683128E-2,3.4861770356872858E-2,9.141751944306279E-3,0.38398415371502964,"","","","",1,null,null,null,null,null,{"$f":"IF(U314=0,\"\",U314)","v":3.7297435752527093E-2},0.2807067061428391,0.16180504127663645,5.0044886156891302E-2,1.2732131496214072E-2,2.9426123158683128E-2,3.4861770356872858E-2,9.141751944306279E-3,0.38398415371502964,"","","","",1]
[115,{"$f":"A315","v":115},{"$f":"A315","v":115},"MAR",null,null,null,{"$f":"C82","v":1855.6959999999999},{"$f":"T223+T249+T251+T253+T255+T257+T259+T313/3","v":49053.978958980311},{"$f":"J82","v":0},{"$f":"I82","v":44.774297447000002},50954.44925642731,{"$f":"H82","v":62.072876459999996},{"$f":"L82","v":0},0,{"$f":"SUM(M315:O315)","v":62.072876459999996},{"$f":"+P315","v":62.072876459999996},0,{"$f":"L315-Q315-R315","v":50892.376379967311},{"$f":"IF(S315<0,0,S315)","v":50892.376379967311},{"$f":"K315+H315","v":1900.4702974469999},{"$f":"T223","v":14303.255614094151},{"$f":"T249","v":8244.6867651644989},{"$f":"T251","v":2550.0096122249997},{"$f":"T253","v":648.75874824999994},{"$f":"T255","v":1499.3918993025002},{"$f":"T257","v":1776.3623086385001},{"$f":"T259","v":465.81293556100002},{"$f":"T313/3","v":19565.701075744666},null,null,null,{"$f":"J315","v":0},50954.449256427317,{"$f":"+Q315","v":62.072876459999996},45498.76,{"$f":"(AI315+R315)*U314","v":2.3151591217414014},{"$f":"IF(AG315>0,(AI315+R315+AK315)*AG314,\"\")","v":""},{"$f":"SUM(AI315:AK315)","v":45563.14803558174},{"$f":"IF(AN314=\"\",\"\",$AM315*AN314)","v":1699.3885865399909},12789.881206566721,7372.3470485908001,2280.2025563902739,580.11599217049456,1340.7468055923396,1588.4120035526532,416.52699714299422,17495.526839035469,"","","","",45563.148035581733,{"$f":"+U315","v":1900.4702974469999},{"$f":"IF(D315=\"MAR\",IF((BB315-AK315)<0,0,BB315-AK315),IF(D315=\"C\",IF((BB315-AK315)<0,0,BB315-AK315),IF((BB315-#REF!)<0,0,BB315-#REF!)))","v":1898.1551383252586},{"$f":"IF(AG315=0,\"\",IF(AG315-AL315<0,0,AG315-AL315))","v":""},{"$f":"AJ315","v":45498.76},{"$f":"IF(T315-BE315<0,0,T315-BE315)","v":5393.6163799673086},{"$f":"IF(D315=\"MAR\",IF(AI315+R315+AK315=0,\"Infinito\",(I315+U315+AG315)/(AI315+R315)),IF(D315=\"C\",IF(AI315+R315+AK315=0,\"Infinito\",(I315+U315+AG315)/(AI315+R315)),IF(AI315+R315+AK315=0,\"Infinito\",(I315+U315+AG315)/(AI315+R315+AK315))))","v":820.88107016053232},{"$f":"IF(BG315<1.4,\"1\", IF(BG315<3,\"2\", IF(BG315<9,\"3\", \"4\")))","v":"4"},{"$f":"IF(BG315<1.4,\"ROJO\", IF(BG315<3,\"AMARILLO\", IF(BG315<9,\"VERDE\", \"AZUL\")))","v":"AZUL"},{"$f":"IF(BG315<1.4,\"Déficit\", IF(BG315<3,\"Equilibrio\", IF(BG315<9,\"Disponibilidad\", \"Abundante\")))","v":"Abundante"},{"$f":"IF(I315+U315+AG315<=0,0,I315+U315+AG315)","v":50954.44925642731},{"$f":"IF(D315=\"MAR\",AI315+R315,IF(D315=\"C\",AI315+R315,AI315+R315+AJ315))","v":62.072876459999996},{"$f":"BK315/BL315","v":820.88107016053232},{"$f":"IF(BM315-BG315=0,\"\",\"CHECAR\")","v":""}]
[null,null,null,null,null,null,null,null,null,null,null,null,null,null,null,null,null,null,null,null,{"$f":"IF(U317=0,\"\",U317/(SUM($U317:$AG317)))","v":4.6015823029237762E-2},0.95398417697076221,"","","","","","","","","","","",1,null,null,null,null,null,{"$f":"IF(U316=0,\"\",U316)","v":4.6015823029237762E-2},0.95398417697076221,"","","","","","","","","","","",1]
[116,{"$f":"A317","v":116},{"$f":"A317","v":116},118,null,null,null,{"$f":"C83","v":943.66300000000001},{"$f":"T313/3","v":19565.701075744666},{"$f":"J83","v":0},{"$f":"I83","v":9.6718324999999994E-2},20509.460794069666,{"$f":"H83","v":1.0503195000000001},{"$f":"L83","v":0},0,1.0503195000000001,1.0503195000000001,0,{"$f":"L317-Q317-R317","v":20508.410474569668},{"$f":"IF(S317<0,0,S317)","v":20508.410474569668},{"$f":"K317+H317","v":943.75971832499999},{"$f":"T313/3","v":19565.701075744666},null,null,null,null,null,null,null,null,null,null,{"$f":"J317","v":0},20509.460794069666,{"$f":"+Q317","v":1.0503195000000001},{"$f":"(AI321+R321+AJ321)*V320","v":20459.003225573597},{"$f":"(AI317+R317+AJ317)*U316","v":941.48620309883529},{"$f":"IF(AG317>0,(AI317+R317+AJ317)*AG316,\"\")","v":""},{"$f":"SUM(AI317:AK317)","v":21401.539748172432},{"$f":"IF(AN316=\"\",\"\",$AM317*AN316)","v":984.8094656051004},20416.730282567332,"","","","","","","","","","","",21401.539748172432,{"$f":"+U317","v":943.75971832499999},{"$f":"IF(D317=\"MAR\",IF((BB317-AJ317)<0,0,BB317-AJ317),IF(D317=\"C\",IF((BB317-AJ317)<0,0,BB317-AJ317),IF((BB317-AK317)<0,0,BB317-AK317)))","v":2.2735152261647045},{"$f":"IF(AG317=0,\"\",IF(AG317-AL317<0,0,AG317-AL317))","v":""},{"$f":"IF(D317=\"MAR\",0,IF(D317=\"C\",0,AJ317))","v":20459.003225573597},{"$f":"IF(T317-BE317<0,0,T317-BE317)","v":49.407248996070848},{"$f":"IF(D317=\"MAR\",IF(AI317+R317+AJ317=0,\"Infinito\",(I317+U317+AG317)/(AI317+R317)),IF(D317=\"C\",IF(AI317+R317+AJ317=0,\"Infinito\",(I317+U317+AG317)/(AI317+R317)),IF(AI317+R317+AJ317=0,\"Infinito\",(I317+U317+AG317)/(AI317+R317+AJ317))))","v":1.0024148152343408},{"$f":"IF(BG317<1.4,\"1\", IF(BG317<3,\"2\", IF(BG317<9,\"3\", \"4\")))","v":"1"},{"$f":"IF(BG317<1.4,\"ROJO\", IF(BG317<3,\"AMARILLO\", IF(BG317<9,\"VERDE\", \"AZUL\")))","v":"ROJO"},{"$f":"IF(BG317<1.4,\"Déficit\", IF(BG317<3,\"Equilibrio\", IF(BG317<9,\"Disponibilidad\", \"Abundante\")))","v":"Déficit"},{"$f":"IF(I317+U317+AG317<=0,0,I317+U317+AG317)","v":20509.460794069666},{"$f":"IF(D317=\"MAR\",AI317+R317,IF(D317=\"C\",AI317+R317,AI317+R317+AJ317))","v":20460.053545073595},{"$f":"BK317/BL317","v":1.0024148152343408},{"$f":"IF(BM317-BG317=0,\"\",\"CHECAR\")","v":""}]
[null,null,null,null,null,null,null,null,null,null,null,null,null,null,null,null,null,null,null,null,{"$f":"IF(U319=0,\"\",U319/(SUM($U319:$AG319)))","v":5.3404815531053154E-2},0.94659518446894675,"","","","","","","","","","","",0.99999999999999989,null,null,null,null,null,{"$f":"IF(U318=0,\"\",U318)","v":5.3404815531053154E-2},0.94659518446894675,"","","","","","","","","","","",0.99999999999999989]
[117,{"$f":"A319","v":117},{"$f":"A319","v":117},"MAR",null,null,null,{"$f":"C84","v":1103.798},{"$f":"T313/3","v":19565.701075744666},{"$f":"J84","v":0},{"$f":"I84","v":5.5763287500000008E-2},20669.554839032164,{"$f":"H84","v":0.33851924999999999},{"$f":"L84","v":0},0,0.33851924999999999,0.33851924999999999,0,{"$f":"L319-Q319-R319","v":20669.216319782165},{"$f":"IF(S319<0,0,S319)","v":20669.216319782165},{"$f":"K319+H319","v":1103.8537632875},{"$f":"T313/3","v":19565.701075744666},null,null,null,null,null,null,null,null,null,null,{"$f":"J319","v":0},20669.554839032167,{"$f":"+Q319","v":0.33851924999999999},20599.71,{"$f":"(AI319+R319)*U318","v":1.8078558099960465E-2},{"$f":"IF(AG319>0,(AI319+R319+AJ319)*AG318,\"\")","v":""},{"$f":"SUM(AI319:AK319)","v":20600.066597808098},{"$f":"IF(AN318=\"\",\"\",$AM319*AN318)","v":1100.1427565833512},19499.923841224743,"","","","","","","","","","","",20600.066597808094,{"$f":"+U319","v":1103.8537632875},{"$f":"IF(D319=\"MAR\",IF((BB319-AJ319)<0,0,BB319-AJ319),IF(D319=\"C\",IF((BB319-AJ319)<0,0,BB319-AJ319),IF((BB319-AK319)<0,0,BB319-AK319)))","v":0},{"$f":"IF(AG319=0,\"\",IF(AG319-AL319<0,0,AG319-AL319))","v":""},{"$f":"AJ319","v":20599.71},{"$f":"IF(T319-BE319<0,0,T319-BE319)","v":69.506319782165519},{"$f":"IF(D319=\"MAR\",IF(AI319+R319+AJ319=0,\"Infinito\",(I319+U319+AG319)/(AI319+R319)),IF(D319=\"C\",IF(AI319+R319+AJ319=0,\"Infinito\",(I319+U319+AG319)/(AI319+R319)),IF(AI319+R319+AJ319=0,\"Infinito\",(I319+U319+AG319)/(AI319+R319+AJ319))))","v":61058.728090151941},{"$f":"IF(BG319<1.4,\"1\", IF(BG319<3,\"2\", IF(BG319<9,\"3\", \"4\")))","v":"4"},{"$f":"IF(BG319<1.4,\"ROJO\", IF(BG319<3,\"AMARILLO\", IF(BG319<9,\"VERDE\", \"AZUL\")))","v":"AZUL"},{"$f":"IF(BG319<1.4,\"Déficit\", IF(BG319<3,\"Equilibrio\", IF(BG319<9,\"Disponibilidad\", \"Abundante\")))","v":"Abundante"},{"$f":"IF(I319+U319+AG319<=0,0,I319+U319+AG319)","v":20669.554839032167},{"$f":"IF(D319=\"MAR\",AI319+R319,IF(D319=\"C\",AI319+R319,AI319+R319+AJ319))","v":0.33851924999999999},{"$f":"BK319/BL319","v":61058.728090151941},{"$f":"IF(BM319-BG319=0,\"\",\"CHECAR\")","v":""}]
[null,null,null,null,null,null,null,null,null,null,null,null,null,null,null,null,null,null,null,null,{"$f":"IF(U321=0,\"\",U321/(SUM($U321:$AG321)))","v":2.8493428183558159E-2},0.97150657181644184,"","","","","","","","","","","",1,null,null,null,null,null,null,{"$f":"IF(V320=0,\"\",V320)","v":0.97150657181644184},"","","","","","","","","","",""]
[118,{"$f":"A321","v":118},{"$f":"A321","v":118},"MAR",null,null,null,{"$f":"C85","v":589.90599999999995},{"$f":"T317","v":20508.410474569668},{"$f":"J85","v":0},{"$f":"I85","v":11.587533825000001},21109.904008394667,{"$f":"H85","v":58.017688499999998},{"$f":"L85","v":0},0,58.017688499999998,58.017688499999998,0,{"$f":"L321-Q321-R321","v":21051.886319894667},{"$f":"IF(S321<0,0,S321)","v":21051.886319894667},{"$f":"K321+H321","v":601.49353382499999},{"$f":"T317","v":20508.410474569668},null,null,null,null,null,null,null,null,null,null,{"$f":"J321","v":0},21109.904008394667,{"$f":"+Q321","v":58.017688499999998},21001.03,{"$f":"(AI321+R321)*U320","v":1.6531228406507981},{"$f":"IF(AG321>0,(AI321+R321+AJ321)*AG320,\"\")","v":""},{"$f":"SUM(AI321:AK321)","v":21060.700811340648},{"$f":"IF(AN320=\"\",\"\",$AM321*AN320)","v":""},20460.609245277308,"","","","","","","","","","","",{"$f":"SUM(AN321:AZ321)","v":20460.609245277308},{"$f":"+U321","v":601.49353382499999},{"$f":"IF(D321=\"MAR\",IF((BB321-AJ321)<0,0,BB321-AJ321),IF(D321=\"C\",IF((BB321-AJ321)<0,0,BB321-AJ321),IF((BB321-AK321)<0,0,BB321-AK321)))","v":0},{"$f":"IF(AG321=0,\"\",IF(AG321-AL321<0,0,AG321-AL321))","v":""},{"$f":"AJ321","v":21001.03},{"$f":"IF(T321-BE321<0,0,T321-BE321)","v":50.856319894668559},{"$f":"IF(D321=\"MAR\",IF(AI321+R321+AJ321=0,\"Infinito\",(I321+U321+AG321)/(AI321+R321)),IF(D321=\"C\",IF(AI321+R321+AJ321=0,\"Infinito\",(I321+U321+AG321)/(AI321+R321)),IF(AI321+R321+AJ321=0,\"Infinito\",(I321+U321+AG321)/(AI321+R321+AJ321))))","v":363.85289649026032},{"$f":"IF(BG321<1.4,\"1\", IF(BG321<3,\"2\", IF(BG321<9,\"3\", \"4\")))","v":"4"},{"$f":"IF(BG321<1.4,\"ROJO\", IF(BG321<3,\"AMARILLO\", IF(BG321<9,\"VERDE\", \"AZUL\")))","v":"AZUL"},{"$f":"IF(BG321<1.4,\"Déficit\", IF(BG321<3,\"Equilibrio\", IF(BG321<9,\"Disponibilidad\", \"Abundante\")))","v":"Abundante"},{"$f":"IF(I321+U321+AG321<=0,0,I321+U321+AG321)","v":21109.904008394667},{"$f":"IF(D321=\"MAR\",AI321+R321,IF(D321=\"C\",AI321+R321,AI321+R321+AJ321))","v":58.017688499999998},{"$f":"BK321/BL321","v":363.85289649026032},{"$f":"IF(BM321-BG321=0,\"\",\"CHECAR\")","v":""}]
[null,null,null,null,null,null,null,null,null,null,null,null,null,null,null,null,null,null,null,null,{"$f":"IF(U323=0,\"\",U323/(SUM($U323:$AG323)))","v":1},"","","","","","","","","","","","",1,null,null,null,null,null,{"$f":"IF(U322=0,\"\",U322)","v":1},"","","","","","","","","","","","",{"$f":"SUM(AN322:AZ322)","v":1}]
[124,{"$f":"A323","v":124},{"$f":"A323","v":124},"MAR",null,null,null,{"$f":"C86","v":1715.6089999999999},null,{"$f":"J86","v":0},{"$f":"I86","v":1.1762999999991308E-3},1715.6101762999999,{"$f":"H86","v":13.234842},{"$f":"L86","v":0},0,13.234842,13.234842,0,{"$f":"L323-Q323-R323","v":1702.3753342999998},{"$f":"IF(S323<0,0,S323)","v":1702.3753342999998},{"$f":"K323+H323","v":1715.6101762999999},null,null,null,null,null,null,null,null,null,null,null,{"$f":"J323","v":0},1715.6101762999999,{"$f":"+Q323","v":13.234842},1508.26,{"$f":"(AI323+R323)","v":13.234842},{"$f":"IF(AG323>0,(AI323+R323+AJ323)*AG322,\"\")","v":""},{"$f":"SUM(AI323:AK323)","v":1534.7296840000001},{"$f":"IF(AN322=\"\",\"\",$AM323*AN322)","v":1534.7296840000001},"","","","","","","","","","","","",1534.7296840000001,{"$f":"+U323","v":1715.6101762999999},{"$f":"IF(D323=\"MAR\",IF((BB323-AJ323)<0,0,BB323-AJ323),IF(D323=\"C\",IF((BB323-AJ323)<0,0,BB323-AJ323),IF((BB323-AK323)<0,0,BB323-AK323)))","v":207.35017629999993},{"$f":"IF(AG323=0,\"\",IF(AG323-AL323<0,0,AG323-AL323))","v":""},{"$f":"AJ323","v":1508.26},{"$f":"IF(T323-BE323<0,0,T323-BE323)","v":194.11533429999986},{"$f":"IF(D323=\"MAR\",IF(AI323+R323+AJ323=0,\"Infinito\",(I323+U323+AG323)/(AI323+R323)),IF(D323=\"C\",IF(AI323+R323+AJ323=0,\"Infinito\",(I323+U323+AG323)/(AI323+R323)),IF(AI323+R323+AJ323=0,\"Infinito\",(I323+U323+AG323)/(AI323+R323+AJ323))))","v":129.62830809011547},{"$f":"IF(BG323<1.4,\"1\", IF(BG323<3,\"2\", IF(BG323<9,\"3\", \"4\")))","v":"4"},{"$f":"IF(BG323<1.4,\"ROJO\", IF(BG323<3,\"AMARILLO\", IF(BG323<9,\"VERDE\", \"AZUL\")))","v":"AZUL"},{"$f":"IF(BG323<1.4,\"Déficit\", IF(BG323<3,\"Equilibrio\", IF(BG323<9,\"Disponibilidad\", \"Abundante\")))","v":"Abundante"},{"$f":"IF(I323+U323+AG323<=0,0,I323+U323+AG323)","v":1715.6101762999999},{"$f":"IF(D323=\"MAR\",AI323+R323,IF(D323=\"C\",AI323+R323,AI323+R323+AJ323))","v":13.234842},{"$f":"BK323/BL323","v":129.62830809011547},{"$f":"IF(BM323-BG323=0,\"\",\"CHECAR\")","v":""}]
[null,null,null,null,null,null,null,null,null,null,null,null,null,null,null,null,null,null,null,null,{"$f":"IF(U325=0,\"\",U325/(SUM($U325:$AG325)))","v":1},"","","","","","","","","","","","",1,null,null,null,null,null,{"$f":"IF(U324=0,\"\",U324)","v":1},"","","","","","","","","","","","",1]
[125,{"$f":"A325","v":125},{"$f":"A325","v":125},"MAR",null,null,null,{"$f":"C87","v":695.64099999999996},null,{"$f":"J87","v":0},{"$f":"I87","v":1.3734284750000001},697.01442847499993,{"$f":"H87","v":4.4751244999999997},{"$f":"L87","v":0},0,4.4751244999999997,4.4751244999999997,0,{"$f":"L325-Q325-R325","v":692.53930397499994},{"$f":"IF(S325<0,0,S325)","v":692.53930397499994},{"$f":"K325+H325","v":697.01442847499993},null,null,null,null,null,null,null,null,null,null,null,{"$f":"J325","v":0},697.01442847499993,{"$f":"+Q325","v":4.4751244999999997},603.44100000000003,{"$f":"(AI325+R325)","v":4.4751244999999997},{"$f":"IF(AG325>0,(AI325+R325+AJ325)*AG324,\"\")","v":""},{"$f":"SUM(AI325:AK325)","v":612.39124900000002},{"$f":"IF(AN324=\"\",\"\",$AM325*AN324)","v":612.39124900000002},"","","","","","","","","","","","",612.39124900000002,{"$f":"+U325","v":697.01442847499993},{"$f":"IF(D325=\"MAR\",IF((BB325-AJ325)<0,0,BB325-AJ325),IF(D325=\"C\",IF((BB325-AJ325)<0,0,BB325-AJ325),IF((BB325-AK325)<0,0,BB325-AK325)))","v":93.573428474999901},{"$f":"IF(AG325=0,\"\",IF(AG325-AL325<0,0,AG325-AL325))","v":""},{"$f":"AJ325","v":603.44100000000003},{"$f":"IF(T325-BE325<0,0,T325-BE325)","v":89.098303974999908},{"$f":"IF(D325=\"MAR\",IF(AI325+R325+AJ325=0,\"Infinito\",(I325+U325+AG325)/(AI325+R325)),IF(D325=\"C\",IF(AI325+R325+AJ325=0,\"Infinito\",(I325+U325+AG325)/(AI325+R325)),IF(AI325+R325+AJ325=0,\"Infinito\",(I325+U325+AG325)/(AI325+R325+AJ325))))","v":155.75308094221737},{"$f":"IF(BG325<1.4,\"1\", IF(BG325<3,\"2\", IF(BG325<9,\"3\", \"4\")))","v":"4"},{"$f":"IF(BG325<1.4,\"ROJO\", IF(BG325<3,\"AMARILLO\", IF(BG325<9,\"VERDE\", \"AZUL\")))","v":"AZUL"},{"$f":"IF(BG325<1.4,\"Déficit\", IF(BG325<3,\"Equilibrio\", IF(BG325<9,\"Disponibilidad\", \"Abundante\")))","v":"Abundante"},{"$f":"IF(I325+U325+AG325<=0,0,I325+U325+AG325)","v":697.01442847499993},{"$f":"IF(D325=\"MAR\",AI325+R325,IF(D325=\"C\",AI325+R325,AI325+R325+AJ325))","v":4.4751244999999997},{"$f":"BK325/BL325","v":155.75308094221737},{"$f":"IF(BM325-BG325=0,\"\",\"CHECAR\")","v":""}]
[null,null,null,null,null,null,null,null,null,null,null,null,null,null,null,null,null,null,null,null,{"$f":"IF(U327=0,\"\",U327/(SUM($U327:$AG327)))","v":1},"","","","","","","","","","","","",1,null,null,null,null,null,{"$f":"IF(U326=0,\"\",U326)","v":1},"","","","","","","","","","","","",1]
[126,{"$f":"A327","v":126},{"$f":"A327","v":126},"MAR",null,null,null,{"$f":"C88","v":1676.761},null,{"$f":"J88","v":0},{"$f":"I88","v":0.32274765000000005},1677.0837476500001,{"$f":"H88","v":1.7534190000000001},{"$f":"L88","v":0},0,1.7534190000000001,1.7534190000000001,0,{"$f":"L327-Q327-R327","v":1675.3303286500002},{"$f":"IF(S327<0,0,S327)","v":1675.3303286500002},{"$f":"K327+H327","v":1677.0837476500001},null,null,null,null,null,null,null,null,null,null,null,{"$f":"J327","v":0},1677.0837476500001,{"$f":"+Q327","v":1.7534190000000001},1523.9,{"$f":"(AI327+R327)","v":1.7534190000000001},{"$f":"IF(AG327>0,(AI327+R327+AJ327)*AG326,\"\")","v":""},{"$f":"SUM(AI327:AK327)","v":1527.4068379999999},{"$f":"IF(AN326=\"\",\"\",$AM327*AN326)","v":1527.4068379999999},"","","","","","","","","","","","",1527.4068379999999,{"$f":"+U327","v":1677.0837476500001},{"$f":"IF(D327=\"MAR\",IF((BB327-AJ327)<0,0,BB327-AJ327),IF(D327=\"C\",IF((BB327-AJ327)<0,0,BB327-AJ327),IF((BB327-AK327)<0,0,BB327-AK327)))","v":153.18374764999999},{"$f":"IF(AG327=0,\"\",IF(AG327-AL327<0,0,AG327-AL327))","v":""},{"$f":"AJ327","v":1523.9},{"$f":"IF(T327-BE327<0,0,T327-BE327)","v":151.43032865000009},{"$f":"IF(D327=\"MAR\",IF(AI327+R327+AJ327=0,\"Infinito\",(I327+U327+AG327)/(AI327+R327)),IF(D327=\"C\",IF(AI327+R327+AJ327=0,\"Infinito\",(I327+U327+AG327)/(AI327+R327)),IF(AI327+R327+AJ327=0,\"Infinito\",(I327+U327+AG327)/(AI327+R327+AJ327))))","v":956.46491092545477},{"$f":"IF(BG327<1.4,\"1\", IF(BG327<3,\"2\", IF(BG327<9,\"3\", \"4\")))","v":"4"},{"$f":"IF(BG327<1.4,\"ROJO\", IF(BG327<3,\"AMARILLO\", IF(BG327<9,\"VERDE\", \"AZUL\")))","v":"AZUL"},{"$f":"IF(BG327<1.4,\"Déficit\", IF(BG327<3,\"Equilibrio\", IF(BG327<9,\"Disponibilidad\", \"Abundante\")))","v":"Abundante"},{"$f":"IF(I327+U327+AG327<=0,0,I327+U327+AG327)","v":1677.0837476500001},{"$f":"IF(D327=\"MAR\",AI327+R327,IF(D327=\"C\",AI327+R327,AI327+R327+AJ327))","v":1.7534190000000001},{"$f":"BK327/BL327","v":956.46491092545477},{"$f":"IF(BM327-BG327=0,\"\",\"CHECAR\")","v":""}]
[null,null,null,null,null,null,null,null,null,null,null,null,null,null,null,null,null,null,null,null,{"$f":"IF(U329=0,\"\",U329/(SUM($U329:$AG329)))","v":1},"","","","","","","","","","","","",1,null,null,null,null,null,{"$f":"IF(U328=0,\"\",U328)","v":1},"","","","","","","","","","","","",1]
[127,{"$f":"A329","v":127},{"$f":"A329","v":127},"MAR",null,null,null,{"$f":"C89","v":1240.394},null,{"$f":"J89","v":0},{"$f":"I89","v":7.9271574999999928E-2},1240.4732715749999,{"$f":"H89","v":0.97489150000000002},{"$f":"L89","v":0},0,0.97489150000000002,0.97489150000000002,0,{"$f":"L329-Q329-R329","v":1239.4983800749999},{"$f":"IF(S329<0,0,S329)","v":1239.4983800749999},{"$f":"K329+H329","v":1240.4732715749999},null,null,null,null,null,null,null,null,null,null,null,{"$f":"J329","v":0},1240.4732715749999,{"$f":"+Q329","v":0.97489150000000002},1109.51,{"$f":"(AI329+R329)","v":0.97489150000000002},{"$f":"IF(AG329>0,(AI329+R329+AJ329)*AG328,\"\")","v":""},{"$f":"SUM(AI329:AK329)","v":1111.459783},{"$f":"IF(AN328=\"\",\"\",$AM329*AN328)","v":1111.459783},"","","","","","","","","","","","",1111.459783,{"$f":"+U329","v":1240.4732715749999},{"$f":"IF(D329=\"MAR\",IF((BB329-AJ329)<0,0,BB329-AJ329),IF(D329=\"C\",IF((BB329-AJ329)<0,0,BB329-AJ329),IF((BB329-AK329)<0,0,BB329-AK329)))","v":130.96327157499991},{"$f":"IF(AG329=0,\"\",IF(AG329-AL329<0,0,AG329-AL329))","v":""},{"$f":"AJ329","v":1109.51},{"$f":"IF(T329-BE329<0,0,T329-BE329)","v":129.9883800749999},{"$f":"IF(D329=\"MAR\",IF(AI329+R329+AJ329=0,\"Infinito\",(I329+U329+AG329)/(AI329+R329)),IF(D329=\"C\",IF(AI329+R329+AJ329=0,\"Infinito\",(I329+U329+AG329)/(AI329+R329)),IF(AI329+R329+AJ329=0,\"Infinito\",(I329+U329+AG329)/(AI329+R329+AJ329))))","v":1272.4218762549472},{"$f":"IF(BG329<1.4,\"1\", IF(BG329<3,\"2\", IF(BG329<9,\"3\", \"4\")))","v":"4"},{"$f":"IF(BG329<1.4,\"ROJO\", IF(BG329<3,\"AMARILLO\", IF(BG329<9,\"VERDE\", \"AZUL\")))","v":"AZUL"},{"$f":"IF(BG329<1.4,\"Déficit\", IF(BG329<3,\"Equilibrio\", IF(BG329<9,\"Disponibilidad\", \"Abundante\")))","v":"Abundante"},{"$f":"IF(I329+U329+AG329<=0,0,I329+U329+AG329)","v":1240.4732715749999},{"$f":"IF(D329=\"MAR\",AI329+R329,IF(D329=\"C\",AI329+R329,AI329+R329+AJ329))","v":0.97489150000000002},{"$f":"BK329/BL329","v":1272.4218762549472},{"$f":"IF(BM329-BG329=0,\"\",\"CHECAR\")","v":""}]
[]
[null,null,null,null,null,null,null,null,null,null,null,null,null,null,null,null,null,null,null,null,null,null,null,null,null,null,null,null,null,null,null,null,null,null,null,null,null,null,null,null,null,null,null,null,null,null,null,null,null,null,null,null,null,"Cuenca o RH","SDxx   ",null,"Ab   "]
[null,null,null,null,null,null,null,null,null,null,null,null,null,null,null,null,null,null,null,null,null,null,null,null,null,null,null,null,null,null,null,null,null,null,null,null,null,"Comprobación  ",null,null,null,null,null,null,null,null,null,null,null,null,null,null,null,"RH 30",{"$f":"SUM(BC153:BD269)+SUM(BC275:BD329)","v":16088.258537539017},"Mm3",{"$f":"T227+T229+T315+T319+T321+SUM(T322:T329)","v":111987.68597710828},"Mm3"]
["No LINEA","CUENCA O REGION","CONEXION",null,null,null,null,"OFERTA  POTENCIAL",null,null,null,null,"DEMANDA CONSUNTIVA",null,null,null,null,null,null,null,"OFERTA REAL",null,null,null,null,null,null,null,null,null,null,null,null,null,"EXTRACC Y VOLS RESERV PARA A ABAJO",null,null,null,null,null,null,null,null,null,null,null,null,null,null,null,null,null,null,"POR CUENCA PROPIA",null,null,"A LA SAL. DEL C PRINCIPAL",null,"DISPONIBILIDAD RELATIVA",null,null,null,"OFERTA - DEMANDA"]
[null,"HIDROLOGICA","DE ","HACIA",null,null,null,"Cp","Cp A Arriba","Im","R","TOTAL","Uc","Ev","Ex","TOTAL","TOTAL ACUM.","Dv","Ab","Ab","Cp","Ar1","Ar2","Ar3","Ar4","Ar5","Ar6","Ar7","Ar8","Ar9","Ar10","Ar11","Im","TOTAL","Uc","Re1","Re2","RImp","TOTAL","para Cp","para Ar1","para Ar2","para Ar3","para Ar4","para Ar5","para Ar6","para Ar7","para Ar8","para Ar9","para Ar10","para Ar11","para Im","TOTAL","RESERVADO","DISPONIBLE","DImp","RESERVADO","DISPONIBLE","INDICE","CLAVE","COLOR",null,"OFERTA","DEMANDA","Indice"]
["Cuenca Río Matape"]
[null,null,null,null,null,null,null,null,null,null,null,null,null,null,null,null,null,null,null,null,{"$f":"IF(U337=0,\"\",U337/(SUM($U337:$AG337)))","v":1},"","","","","","","","","","","","",{"$f":"SUM(U336:AG336)","v":1},null,null,null,null,null,{"$f":"IF(U336=0,\"\",U336)","v":1},{"$f":"IF(V336=0,\"\",V336)","v":""},{"$f":"IF(W336=0,\"\",W336)","v":""},{"$f":"IF(X336=0,\"\",X336)","v":""},{"$f":"IF(Y336=0,\"\",Y336)","v":""},"","","","","","",{"$f":"IF(AF336=0,\"\",AF336)","v":""},{"$f":"IF(AG336=0,\"\",AG336)","v":""},{"$f":"SUM(AN336:AZ336)","v":1}]
["A",{"$f":"A337","v":"A"},{"$f":"A337","v":"A"},"B",null,null,null,{"$f":"C90","v":1441.5429999999999},260.58999999999997,{"$f":"J90","v":0},{"$f":"I90","v":0},{"$f":"SUM(H337:K337)","v":1702.1329999999998},{"$f":"H90","v":2.2962311500000001},{"$f":"L90","v":0},0.45300000000000001,{"$f":"SUM(M337:O337)","v":2.74923115},{"$f":"+P337","v":2.74923115},0,{"$f":"L337-Q337-R337","v":1699.3837688499998},{"$f":"IF(S337<0,0,S337)","v":1699.3837688499998},{"$f":"K337+H337","v":1441.5429999999999},null,null,null,null,null,null,null,null,null,null,null,{"$f":"J337","v":0},{"$f":"SUM(U337:AG337)","v":1441.5429999999999},{"$f":"+Q337","v":2.74923115},{"$f":"(AI339+R339)*V338","v":221.78538534575583},{"$f":"AI337+R337+AJ337","v":224.53461649575581},{"$f":"IF(AG337>0,(AI337+R337+AJ337)*AG336,\"\")","v":""},{"$f":"SUM(AI337:AK337)","v":449.06923299151163},{"$f":"IF(AN336=\"\",\"\",$AM337*AN336)","v":449.06923299151163},"","","","","","","","","","","","",{"$f":"SUM(AN337:AZ337)","v":449.06923299151163},{"$f":"+U337","v":1441.5429999999999},{"$f":"IF(D337=\"MAR\",IF((BB337-AJ337)<0,0,BB337-AJ337),IF(D337=\"Cerrada\",IF((BB337-AJ337)<0,0,BB337-AJ337),IF((BB337-AK337)<0,0,BB337-AK337)))","v":1217.0083835042442},{"$f":"IF(AG337=0,\"\",IF(AG337-AL337<0,0,AG337-AL337))","v":""},{"$f":"IF(D337=\"MAR\",0,IF(D337=\"Cerrada\",0,AJ337))","v":221.78538534575583},{"$f":"IF(T337-BE337<0,0,T337-BE337)","v":1477.5983835042439},{"$f":"IF(D337=\"MAR\",IF(AI337+R337+AJ337=0,\"Infinito\",(I337+U337+AG337)/(AI337+R337)),IF(D337=\"Cerrada\",IF(AI337+R337+AJ337=0,\"Infinito\",(I337+U337+AG337)/(AI337+R337)),IF(AI337+R337+AJ337=0,\"Infinito\",(I337+U337+AG337)/(AI337+R337+AJ337))))","v":7.5807152882022262},{"$f":"IF(BG337<1.4,\"1\", IF(BG337<3,\"2\", IF(BG337<9,\"3\", \"4\")))","v":"3"},{"$f":"IF(BG337<1.4,\"ROJO\", IF(BG337<3,\"AMARILLO\", IF(BG337<9,\"VERDE\", \"AZUL\")))","v":"VERDE"},{"$f":"IF(BG337<1.4,\"Déficit\", IF(BG337<3,\"Equilibrio\", IF(BG337<9,\"Disponibilidad\", \"Abundante\")))","v":"Disponibilidad"},{"$f":"I337+U337+AG337","v":1702.1329999999998},{"$f":"IF(D337=\"MAR\",AI337+R337,IF(D337=\"Cerrada\",AI337+R337,AI337+R337+AJ337))","v":224.53461649575581},{"$f":"BK337/BL337","v":7.5807152882022262},{"$f":"IF(BM337-BG337=0,\"\",\"CHECAR\")","v":""}]
[null,null,null,null,null,null,null,null,null,null,null,null,null,null,null,null,null,null,null,null,{"$f":"IF(U339=0,\"\",U339/(SUM($U339:$AG339)))","v":0.12342069731302967},0.87657930268697037,"","","","","","","","","","","",{"$f":"SUM(U338:AG338)","v":1},null,null,null,null,null,{"$f":"IF(U338=0,\"\",U338)","v":0.12342069731302967},0.87657930268697037,"","","","","","","","","","","",{"$f":"SUM(AN338:AZ338)","v":1}]
["B",{"$f":"A339","v":"B"},{"$f":"A339","v":"B"},"MAR",null,null,null,{"$f":"C91","v":239.27},{"$f":"T337","v":1699.3837688499998},{"$f":"J91","v":0},{"$f":"I91","v":0},{"$f":"SUM(H339:K339)","v":1938.6537688499998},{"$f":"H91","v":210.82234544999997},{"$f":"L91","v":0},42.19,{"$f":"SUM(M339:O339)","v":253.01234544999997},{"$f":"+P339","v":253.01234544999997},0,{"$f":"L339-Q339-R339","v":1685.6414233999999},{"$f":"IF(S339<0,0,S339)","v":1685.6414233999999},{"$f":"K339+H339","v":239.27},{"$f":"T337","v":1699.3837688499998},null,null,null,null,null,null,null,null,null,null,{"$f":"J339","v":0},{"$f":"SUM(U339:AG339)","v":1938.6537688499998},{"$f":"+Q339","v":253.01234544999997},{"$f":"(AI339+R339)*U338","v":31.226960104244146},null,{"$f":"IF(AG339>0,(AI339+R339)*AG338,\"\")","v":""},{"$f":"SUM(AI339:AK339)","v":284.23930555424414},{"$f":"IF(AN338=\"\",\"\",$AM339*AN338)","v":35.081013295276115},249.15829225896803,"","","","","","","","","","","",{"$f":"SUM(AN339:AZ339)","v":284.23930555424414},{"$f":"+U339","v":239.27},{"$f":"IF(D339=\"MAR\",IF((BB339-AJ339)<0,0,BB339-AJ339),IF(D339=\"Cerrada\",IF((BB339-AJ339)<0,0,BB339-AJ339),IF((BB339-AK339)<0,0,BB339-AK339)))","v":208.04303989575587},{"$f":"IF(AG339=0,\"\",IF(AG339-AL339<0,0,AG339-AL339))","v":""},{"$f":"IF(D339=\"MAR\",0,IF(D339=\"Cerrada\",0,AJ339))","v":0},{"$f":"IF(T339-BE339<0,0,T339-BE339)","v":1685.6414233999999},{"$f":"IF(D339=\"MAR\",IF(AI339+R339+AJ339=0,\"Infinito\",(I339+U339+AG339)/(AI339+R339)),IF(D339=\"Cerrada\",IF(AI339+R339+AJ339=0,\"Infinito\",(I339+U339+AG339)/(AI339+R339)),IF(AI339+R339+AJ339=0,\"Infinito\",(I339+U339+AG339)/(AI339+R339+AJ339))))","v":7.6622892270413523},{"$f":"IF(BG339<1.4,\"1\", IF(BG339<3,\"2\", IF(BG339<9,\"3\", \"4\")))","v":"3"},{"$f":"IF(BG339<1.4,\"ROJO\", IF(BG339<3,\"AMARILLO\", IF(BG339<9,\"VERDE\", \"AZUL\")))","v":"VERDE"},{"$f":"IF(BG339<1.4,\"Déficit\", IF(BG339<3,\"Equilibrio\", IF(BG339<9,\"Disponibilidad\", \"Abundante\")))","v":"Disponibilidad"},{"$f":"IF(I339+U339+AG339<=0,0,I339+U339+AG339)","v":1938.6537688499998},{"$f":"IF(D339=\"MAR\",AI339+R339,IF(D339=\"Cerrada\",AI339+R339,AI339+R339+AJ339))","v":253.01234544999997},{"$f":"BK339/BL339","v":7.6622892270413523},{"$f":"IF(BM339-BG339=0,\"\",\"CHECAR\")","v":""}]
[]
[null,null,null,null,null,null,null,null,null,null,null,null,null,null,null,null,null,null,null,null,null,null,null,null,null,null,null,null,null,null,null,null,null,null,null,null,null,"Comprobación  ",null,null,null,null,null,null,null,null,null,null,null,null,null,null,null,"SDxx   ",null,null,"Ab   "]
[null,null,null,null,null,null,null,null,null,null,null,null,null,null,null,null,null,null,null,null,null,null,null,null,null,null,null,null,null,null,null,null,null,null,null,null,null,null,null,null,null,null,null,null,null,null,null,null,null,null,null,null,null,{"$f":"SUM(BC337:BD339)","v":1425.0514234},"Mm3",null,{"$f":"T339","v":1685.6414233999999},"Mm3"]
[]
[107,{"$f":"A344","v":107},{"$f":"A344","v":107},109,null,null,null,1967.7809999999999,null,0,0,{"$f":"SUM(H344:K344)","v":1967.7809999999999},0,0,0,{"$f":"SUM(M344:O344)","v":0},{"$f":"+P344","v":0},0,{"$f":"L344-Q344-R344","v":1967.7809999999999},{"$f":"IF(S344<0,0,S344)","v":1967.7809999999999},{"$f":"K344+H344","v":1967.7809999999999},null,null,null,null,null,null,null,null,null,null,null,{"$f":"J344","v":0},{"$f":"SUM(U344:AG344)","v":1967.7809999999999},{"$f":"+Q344","v":0},{"$f":"(AI348+R348+AJ348)*V347","v":6.666948665910863},{"$f":"(AI344+R344+AJ344)*U343","v":0},{"$f":"IF(AG344>0,(AI344+R344+AJ344)*AG343,\"\")","v":""},{"$f":"SUM(AI344:AK344)","v":6.666948665910863},{"$f":"IF(AN343=\"\",\"\",$AM344*AN343)","v":""},"","","","","","","","","","","","",{"$f":"SUM(AN344:AZ344)","v":0},{"$f":"+U344","v":1967.7809999999999},{"$f":"IF(D344=\"MAR\",IF((BB344-AJ344)<0,0,BB344-AJ344),IF(D344=\"C\",IF((BB344-AJ344)<0,0,BB344-AJ344),IF((BB344-AK344)<0,0,BB344-AK344)))","v":1967.7809999999999},{"$f":"IF(AG344=0,\"\",IF(AG344-AL344<0,0,AG344-AL344))","v":""},{"$f":"IF(D344=\"MAR\",0,IF(D344=\"C\",0,AJ344))","v":6.666948665910863},{"$f":"IF(T344-BE344<0,0,T344-BE344)","v":1961.114051334089},{"$f":"IF(D344=\"MAR\",IF(AI344+R344+AJ344=0,\"Infinito\",(I344+U344+AG344)/(AI344+R344)),IF(D344=\"C\",IF(AI344+R344+AJ344=0,\"Infinito\",(I344+U344+AG344)/(AI344+R344)),IF(AI344+R344+AJ344=0,\"Infinito\",(I344+U344+AG344)/(AI344+R344+AJ344))))","v":295.15466499113273},{"$f":"IF(BG344<1.4,\"1\", IF(BG344<3,\"2\", IF(BG344<9,\"3\", \"4\")))","v":"4"},{"$f":"IF(BG344<1.4,\"ROJO\", IF(BG344<3,\"AMARILLO\", IF(BG344<9,\"VERDE\", \"AZUL\")))","v":"AZUL"},{"$f":"IF(BG344<1.4,\"Déficit\", IF(BG344<3,\"Equilibrio\", IF(BG344<9,\"Disponibilidad\", \"Abundante\")))","v":"Abundante"},{"$f":"IF(I344+U344+AG344<=0,0,I344+U344+AG344)","v":1967.7809999999999},{"$f":"IF(D344=\"MAR\",AI344+R344,IF(D344=\"C\",AI344+R344,AI344+R344+AJ344))","v":6.666948665910863},{"$f":"BK344/BL344","v":295.15466499113273},{"$f":"IF(BM344-BG344=0,\"\",\"CHECAR\")","v":""}]
[null,null,null,null,null,null,null,null,null,null,null,null,null,null,null,null,null,null,null,null,{"$f":"IF(U346=0,\"\",U346/(SUM($U346:$AG346)))","v":1},"","","","","","","","","","","","",{"$f":"SUM(U345:AG345)","v":1},null,null,null,null,null,{"$f":"IF(U345=0,\"\",U345)","v":1},"","","","","","","","","","","","",{"$f":"SUM(AN345:AZ345)","v":1}]
[108,{"$f":"A346","v":108},{"$f":"A346","v":108},111,null,null,null,28444.109,null,0,0,28444.109,0,0,0,0,0,0,{"$f":"L346-Q346-R346","v":28444.109},{"$f":"IF(S346<0,0,S346)","v":28444.109},{"$f":"K346+H346","v":28444.109},null,null,null,null,null,null,null,null,null,null,null,{"$f":"J346","v":0},{"$f":"SUM(U346:AG346)","v":28444.109},{"$f":"+Q346","v":0},{"$f":"(AI352+R352+AJ352)*V351","v":89.172659930914108},{"$f":"(AI346+R346+AJ346)*U345","v":89.172659930914108},{"$f":"IF(AG346>0,(AI346+R346+AJ346)*AG345,\"\")","v":""},{"$f":"SUM(AI346:AK346)","v":178.34531986182822},{"$f":"IF(AN345=\"\",\"\",$AM346*AN345)","v":178.34531986182822},"","","","","","","","","","","","",{"$f":"SUM(AN346:AZ346)","v":178.34531986182822},{"$f":"+U346","v":28444.109},{"$f":"IF(D346=\"MAR\",IF((BB346-AJ346)<0,0,BB346-AJ346),IF(D346=\"C\",IF((BB346-AJ346)<0,0,BB346-AJ346),IF((BB346-AK346)<0,0,BB346-AK346)))","v":28354.936340069085},{"$f":"IF(AG346=0,\"\",IF(AG346-AL346<0,0,AG346-AL346))","v":""},{"$f":"IF(D346=\"MAR\",0,IF(D346=\"C\",0,AJ346))","v":89.172659930914108},{"$f":"IF(T346-BE346<0,0,T346-BE346)","v":28354.936340069085},{"$f":"IF(D346=\"MAR\",IF(AI346+R346+AJ346=0,\"Infinito\",(I346+U346+AG346)/(AI346+R346)),IF(D346=\"C\",IF(AI346+R346+AJ346=0,\"Infinito\",(I346+U346+AG346)/(AI346+R346)),IF(AI346+R346+AJ346=0,\"Infinito\",(I346+U346+AG346)/(AI346+R346+AJ346))))","v":318.97791343262469},{"$f":"IF(BG346<1.4,\"1\", IF(BG346<3,\"2\", IF(BG346<9,\"3\", \"4\")))","v":"4"},{"$f":"IF(BG346<1.4,\"ROJO\", IF(BG346<3,\"AMARILLO\", IF(BG346<9,\"VERDE\", \"AZUL\")))","v":"AZUL"},{"$f":"IF(BG346<1.4,\"Déficit\", IF(BG346<3,\"Equilibrio\", IF(BG346<9,\"Disponibilidad\", \"Abundante\")))","v":"Abundante"},{"$f":"IF(I346+U346+AG346<=0,0,I346+U346+AG346)","v":28444.109},{"$f":"IF(D346=\"MAR\",AI346+R346,IF(D346=\"C\",AI346+R346,AI346+R346+AJ346))","v":89.172659930914108},{"$f":"BK346/BL346","v":318.97791343262469},{"$f":"IF(BM346-BG346=0,\"\",\"CHECAR\")","v":""}]
[null,null,null,null,null,null,null,null,null,null,null,null,null,null,null,null,null,null,null,null,{"$f":"IF(U348=0,\"\",U348/(SUM($U348:$AG348)))","v":0.19588112917719433},0.80411887082280564,"","","","","","","","","","","",{"$f":"SUM(U347:AG347)","v":1},null,null,null,null,null,{"$f":"IF(U347=0,\"\",U347)","v":0.19588112917719433},0.80411887082280564,"","","","","","","","","","","",{"$f":"SUM(AN347:AZ347)","v":1}]
[109,{"$f":"A348","v":109},{"$f":"A348","v":109},114,null,null,null,478.92099999999999,{"$f":"T344","v":1967.7809999999999},0,0.42499999999999999,2447.127,0.68,0,0,0.68,0.68,0,{"$f":"L348-Q348-R348","v":2446.4470000000001},{"$f":"IF(S348<0,0,S348)","v":2446.4470000000001},{"$f":"K348+H348","v":479.346},{"$f":"T344","v":1967.7809999999999},null,null,null,null,null,null,null,null,null,null,{"$f":"J348","v":0},{"$f":"SUM(U348:AG348)","v":2447.127},{"$f":"+Q348","v":0.68},{"$f":"(AI358+R358+AJ358)*W357","v":7.6109988906105173},{"$f":"(AI348+R348+AJ348)*U347","v":1.6240502246996535},{"$f":"IF(AG348>0,(AI348+R348+AJ348)*AG347,\"\")","v":""},{"$f":"SUM(AI348:AK348)","v":9.9150491153101701},{"$f":"IF(AN347=\"\",\"\",$AM348*AN347)","v":1.9421710165542978},7.9728780987558716,"","","","","","","","","","","",{"$f":"SUM(AN348:AZ348)","v":9.9150491153101701},{"$f":"+U348","v":479.346},{"$f":"IF(D348=\"MAR\",IF((BB348-AJ348)<0,0,BB348-AJ348),IF(D348=\"C\",IF((BB348-AJ348)<0,0,BB348-AJ348),IF((BB348-AK348)<0,0,BB348-AK348)))","v":477.72194977530035},{"$f":"IF(AG348=0,\"\",IF(AG348-AL348<0,0,AG348-AL348))","v":""},{"$f":"IF(D348=\"MAR\",0,IF(D348=\"C\",0,AJ348))","v":7.6109988906105173},{"$f":"IF(T348-BE348<0,0,T348-BE348)","v":2438.8360011093896},{"$f":"IF(D348=\"MAR\",IF(AI348+R348+AJ348=0,\"Infinito\",(I348+U348+AG348)/(AI348+R348)),IF(D348=\"C\",IF(AI348+R348+AJ348=0,\"Infinito\",(I348+U348+AG348)/(AI348+R348)),IF(AI348+R348+AJ348=0,\"Infinito\",(I348+U348+AG348)/(AI348+R348+AJ348))))","v":295.15466499113268},{"$f":"IF(BG348<1.4,\"1\", IF(BG348<3,\"2\", IF(BG348<9,\"3\", \"4\")))","v":"4"},{"$f":"IF(BG348<1.4,\"ROJO\", IF(BG348<3,\"AMARILLO\", IF(BG348<9,\"VERDE\", \"AZUL\")))","v":"AZUL"},{"$f":"IF(BG348<1.4,\"Déficit\", IF(BG348<3,\"Equilibrio\", IF(BG348<9,\"Disponibilidad\", \"Abundante\")))","v":"Abundante"},{"$f":"IF(I348+U348+AG348<=0,0,I348+U348+AG348)","v":2447.127},{"$f":"IF(D348=\"MAR\",AI348+R348,IF(D348=\"C\",AI348+R348,AI348+R348+AJ348))","v":8.290998890610517},{"$f":"BK348/BL348","v":295.15466499113268},{"$f":"IF(BM348-BG348=0,\"\",\"CHECAR\")","v":""}]
[null,null,null,null,null,null,null,null,null,null,null,null,null,null,null,null,null,null,null,null,{"$f":"IF(U350=0,\"\",U350/(SUM($U350:$AG350)))","v":1},"","","","","","","","","","","","",{"$f":"SUM(U349:AG349)","v":1},null,null,null,null,null,{"$f":"IF(U349=0,\"\",U349)","v":1},"","","","","","","","","","","","",1]
[110,{"$f":"A350","v":110},{"$f":"A350","v":110},114,null,null,null,3219.328,null,0,0,3219.328,0,0,0,0,0,0,{"$f":"L350-Q350-R350","v":3219.328},{"$f":"IF(S350<0,0,S350)","v":3219.328},{"$f":"K350+H350","v":3219.328},null,null,null,null,null,null,null,null,null,null,null,{"$f":"J350","v":0},3219.328,{"$f":"+Q350","v":0},{"$f":"(AI358+R358+AJ358)*X357","v":10.015463991867135},{"$f":"(AI350+R350+AJ350)*U349","v":10.015463991867135},{"$f":"IF(AG350>0,(AI350+R350+AJ350)*AG349,\"\")","v":""},{"$f":"SUM(AI350:AK350)","v":20.030927983734269},{"$f":"IF(AN349=\"\",\"\",$AM350*AN349)","v":20.030927983734269},"","","","","","","","","","","","",20.030927983734269,{"$f":"+U350","v":3219.328},{"$f":"IF(D350=\"MAR\",IF((BB350-AJ350)<0,0,BB350-AJ350),IF(D350=\"C\",IF((BB350-AJ350)<0,0,BB350-AJ350),IF((BB350-AK350)<0,0,BB350-AK350)))","v":3209.3125360081331},{"$f":"IF(AG350=0,\"\",IF(AG350-AL350<0,0,AG350-AL350))","v":""},{"$f":"IF(D350=\"MAR\",0,IF(D350=\"C\",0,AJ350))","v":10.015463991867135},{"$f":"IF(T350-BE350<0,0,T350-BE350)","v":3209.3125360081331},{"$f":"IF(D350=\"MAR\",IF(AI350+R350+AJ350=0,\"Infinito\",(I350+U350+AG350)/(AI350+R350)),IF(D350=\"C\",IF(AI350+R350+AJ350=0,\"Infinito\",(I350+U350+AG350)/(AI350+R350)),IF(AI350+R350+AJ350=0,\"Infinito\",(I350+U350+AG350)/(AI350+R350+AJ350))))","v":321.43573204538438},{"$f":"IF(BG350<1.4,\"1\", IF(BG350<3,\"2\", IF(BG350<9,\"3\", \"4\")))","v":"4"},{"$f":"IF(BG350<1.4,\"ROJO\", IF(BG350<3,\"AMARILLO\", IF(BG350<9,\"VERDE\", \"AZUL\")))","v":"AZUL"},{"$f":"IF(BG350<1.4,\"Déficit\", IF(BG350<3,\"Equilibrio\", IF(BG350<9,\"Disponibilidad\", \"Abundante\")))","v":"Abundante"},{"$f":"IF(I350+U350+AG350<=0,0,I350+U350+AG350)","v":3219.328},{"$f":"IF(D350=\"MAR\",AI350+R350,IF(D350=\"C\",AI350+R350,AI350+R350+AJ350))","v":10.015463991867135},{"$f":"BK350/BL350","v":321.43573204538438},{"$f":"IF(BM350-BG350=0,\"\",\"CHECAR\")","v":""}]
[null,null,null,null,null,null,null,null,null,null,null,null,null,null,null,null,null,null,null,null,{"$f":"IF(U352=0,\"\",U352/(SUM($U352:$AG352)))","v":4.6059129887452581E-2},0.95394087011254747,"","","","","","","","","","","",1,null,null,null,null,null,{"$f":"IF(U351=0,\"\",U351)","v":4.6059129887452581E-2},0.95394087011254747,"","","","","","","","","","","",1]
[111,{"$f":"A352","v":111},{"$f":"A352","v":111},114,null,null,null,1372.7929999999999,{"$f":"T346","v":28444.109},0,0.57399999999999995,29817.476000000002,0.71699999999999997,0,0,0.71699999999999997,0.71699999999999997,0,{"$f":"L352-Q352-R352","v":29816.759000000002},{"$f":"IF(S352<0,0,S352)","v":29816.759000000002},{"$f":"K352+H352","v":1373.367},{"$f":"T346","v":28444.109},null,null,null,null,null,null,null,null,null,null,{"$f":"J352","v":0},29817.475999999999,{"$f":"+Q352","v":0.71699999999999997},{"$f":"(AI358+R358+AJ358)*Y357","v":92.761183737314212},{"$f":"(AI352+R352+AJ352)*U351","v":4.3055238064001129},{"$f":"IF(AG352>0,(AI352+R352+AJ352)*AG351,\"\")","v":""},{"$f":"SUM(AI352:AK352)","v":97.783707543714328},{"$f":"IF(AN351=\"\",\"\",$AM352*AN351)","v":4.5038324866326152},93.279875057081725,"","","","","","","","","","","",97.783707543714343,{"$f":"+U352","v":1373.367},{"$f":"IF(D352=\"MAR\",IF((BB352-AJ352)<0,0,BB352-AJ352),IF(D352=\"C\",IF((BB352-AJ352)<0,0,BB352-AJ352),IF((BB352-AK352)<0,0,BB352-AK352)))","v":1369.0614761935999},{"$f":"IF(AG352=0,\"\",IF(AG352-AL352<0,0,AG352-AL352))","v":""},{"$f":"IF(D352=\"MAR\",0,IF(D352=\"C\",0,AJ352))","v":92.761183737314212},{"$f":"IF(T352-BE352<0,0,T352-BE352)","v":29723.997816262687},{"$f":"IF(D352=\"MAR\",IF(AI352+R352+AJ352=0,\"Infinito\",(I352+U352+AG352)/(AI352+R352)),IF(D352=\"C\",IF(AI352+R352+AJ352=0,\"Infinito\",(I352+U352+AG352)/(AI352+R352)),IF(AI352+R352+AJ352=0,\"Infinito\",(I352+U352+AG352)/(AI352+R352+AJ352))))","v":318.97791343262469},{"$f":"IF(BG352<1.4,\"1\", IF(BG352<3,\"2\", IF(BG352<9,\"3\", \"4\")))","v":"4"},{"$f":"IF(BG352<1.4,\"ROJO\", IF(BG352<3,\"AMARILLO\", IF(BG352<9,\"VERDE\", \"AZUL\")))","v":"AZUL"},{"$f":"IF(BG352<1.4,\"Déficit\", IF(BG352<3,\"Equilibrio\", IF(BG352<9,\"Disponibilidad\", \"Abundante\")))","v":"Abundante"},{"$f":"IF(I352+U352+AG352<=0,0,I352+U352+AG352)","v":29817.475999999999},{"$f":"IF(D352=\"MAR\",AI352+R352,IF(D352=\"C\",AI352+R352,AI352+R352+AJ352))","v":93.478183737314211},{"$f":"BK352/BL352","v":318.97791343262469},{"$f":"IF(BM352-BG352=0,\"\",\"CHECAR\")","v":""}]
[null,null,null,null,null,null,null,null,null,null,null,null,null,null,null,null,null,null,null,null,{"$f":"IF(U354=0,\"\",U354/(SUM($U354:$AG354)))","v":1},"","","","","","","","","","","","",1,null,null,null,null,null,{"$f":"IF(U353=0,\"\",U353)","v":1},"","","","","","","","","","","","",1]
[112,{"$f":"A354","v":112},{"$f":"A354","v":112},114,null,null,null,992.96600000000001,null,0,1.018,993.98400000000004,1.272,0,0,1.272,1.272,0,{"$f":"L354-Q354-R354","v":992.71199999999999},{"$f":"IF(S354<0,0,S354)","v":992.71199999999999},{"$f":"K354+H354","v":993.98400000000004},null,null,null,null,null,null,null,null,null,null,null,{"$f":"J354","v":0},993.98400000000004,{"$f":"+Q354","v":1.272},{"$f":"(AI358+R358+AJ358)*Z357","v":3.0883685322820185},{"$f":"(AI354+R354+AJ354)*U353","v":4.3603685322820187},{"$f":"IF(AG354>0,(AI354+R354+AJ354)*AG353,\"\")","v":""},{"$f":"SUM(AI354:AK354)","v":8.7207370645640374},{"$f":"IF(AN353=\"\",\"\",$AM354*AN353)","v":8.7207370645640374},"","","","","","","","","","","","",8.7207370645640374,{"$f":"+U354","v":993.98400000000004},{"$f":"IF(D354=\"MAR\",IF((BB354-AJ354)<0,0,BB354-AJ354),IF(D354=\"C\",IF((BB354-AJ354)<0,0,BB354-AJ354),IF((BB354-AK354)<0,0,BB354-AK354)))","v":989.62363146771804},{"$f":"IF(AG354=0,\"\",IF(AG354-AL354<0,0,AG354-AL354))","v":""},{"$f":"IF(D354=\"MAR\",0,IF(D354=\"C\",0,AJ354))","v":3.0883685322820185},{"$f":"IF(T354-BE354<0,0,T354-BE354)","v":989.62363146771793},{"$f":"IF(D354=\"MAR\",IF(AI354+R354+AJ354=0,\"Infinito\",(I354+U354+AG354)/(AI354+R354)),IF(D354=\"C\",IF(AI354+R354+AJ354=0,\"Infinito\",(I354+U354+AG354)/(AI354+R354)),IF(AI354+R354+AJ354=0,\"Infinito\",(I354+U354+AG354)/(AI354+R354+AJ354))))","v":227.95871326953963},{"$f":"IF(BG354<1.4,\"1\", IF(BG354<3,\"2\", IF(BG354<9,\"3\", \"4\")))","v":"4"},{"$f":"IF(BG354<1.4,\"ROJO\", IF(BG354<3,\"AMARILLO\", IF(BG354<9,\"VERDE\", \"AZUL\")))","v":"AZUL"},{"$f":"IF(BG354<1.4,\"Déficit\", IF(BG354<3,\"Equilibrio\", IF(BG354<9,\"Disponibilidad\", \"Abundante\")))","v":"Abundante"},{"$f":"IF(I354+U354+AG354<=0,0,I354+U354+AG354)","v":993.98400000000004},{"$f":"IF(D354=\"MAR\",AI354+R354,IF(D354=\"C\",AI354+R354,AI354+R354+AJ354))","v":4.3603685322820187},{"$f":"BK354/BL354","v":227.95871326953963},{"$f":"IF(BM354-BG354=0,\"\",\"CHECAR\")","v":""}]
[null,null,null,null,null,null,null,null,null,null,null,null,null,null,null,null,null,null,null,null,{"$f":"IF(U356=0,\"\",U356/(SUM($U356:$AG356)))","v":1},"","","","","","","","","","","","",1,null,null,null,null,null,{"$f":"IF(U355=0,\"\",U355)","v":1},"","","","","","","","","","","","",1]
[113,{"$f":"A356","v":113},{"$f":"A356","v":113},114,null,null,null,1346.672,null,0,0.79300000000000004,1347.4649999999999,1.992,0,0,1.992,1.992,0,{"$f":"L356-Q356-R356","v":1345.473},{"$f":"IF(S356<0,0,S356)","v":1345.473},{"$f":"K356+H356","v":1347.4649999999999},null,null,null,null,null,null,null,null,null,null,null,{"$f":"J356","v":0},1347.4649999999999,{"$f":"+Q356","v":1.992},{"$f":"(AI358+R358+AJ358)*AA357","v":4.1858227504402929},{"$f":"(AI356+R356+AJ356)*U355","v":6.1778227504402929},{"$f":"IF(AG356>0,(AI356+R356+AJ356)*AG355,\"\")","v":""},{"$f":"SUM(AI356:AK356)","v":12.355645500880586},{"$f":"IF(AN355=\"\",\"\",$AM356*AN355)","v":12.355645500880586},"","","","","","","","","","","","",12.355645500880586,{"$f":"+U356","v":1347.4649999999999},{"$f":"IF(D356=\"MAR\",IF((BB356-AJ356)<0,0,BB356-AJ356),IF(D356=\"C\",IF((BB356-AJ356)<0,0,BB356-AJ356),IF((BB356-AK356)<0,0,BB356-AK356)))","v":1341.2871772495596},{"$f":"IF(AG356=0,\"\",IF(AG356-AL356<0,0,AG356-AL356))","v":""},{"$f":"IF(D356=\"MAR\",0,IF(D356=\"C\",0,AJ356))","v":4.1858227504402929},{"$f":"IF(T356-BE356<0,0,T356-BE356)","v":1341.2871772495596},{"$f":"IF(D356=\"MAR\",IF(AI356+R356+AJ356=0,\"Infinito\",(I356+U356+AG356)/(AI356+R356)),IF(D356=\"C\",IF(AI356+R356+AJ356=0,\"Infinito\",(I356+U356+AG356)/(AI356+R356)),IF(AI356+R356+AJ356=0,\"Infinito\",(I356+U356+AG356)/(AI356+R356+AJ356))))","v":218.11325032010123},{"$f":"IF(BG356<1.4,\"1\", IF(BG356<3,\"2\", IF(BG356<9,\"3\", \"4\")))","v":"4"},{"$f":"IF(BG356<1.4,\"ROJO\", IF(BG356<3,\"AMARILLO\", IF(BG356<9,\"VERDE\", \"AZUL\")))","v":"AZUL"},{"$f":"IF(BG356<1.4,\"Déficit\", IF(BG356<3,\"Equilibrio\", IF(BG356<9,\"Disponibilidad\", \"Abundante\")))","v":"Abundante"},{"$f":"IF(I356+U356+AG356<=0,0,I356+U356+AG356)","v":1347.4649999999999},{"$f":"IF(D356=\"MAR\",AI356+R356,IF(D356=\"C\",AI356+R356,AI356+R356+AJ356))","v":6.1778227504402929},{"$f":"BK356/BL356","v":218.11325032010123},{"$f":"IF(BM356-BG356=0,\"\",\"CHECAR\")","v":""}]
[null,null,null,"115, 116",null,null,null,null,null,null,null,null,null,null,null,null,null,null,null,null,{"$f":"IF(U358=0,\"\",U358/(SUM($U358:$AG358)))","v":0.16053248130405759},"",5.4301262562225019E-2,7.1456105528516556E-2,0.6618118680738172,2.2034205098525134E-2,2.9864077432858582E-2,"","","","","","",1.0000000000000002,null,null,null,null,null,{"$f":"IF(U357=0,\"\",U357)","v":0.16053248130405759},"",5.4301262562225019E-2,7.1456105528516556E-2,0.6618118680738172,2.2034205098525134E-2,2.9864077432858582E-2,"","","","","","",1.0000000000000002]
[114,{"$f":"A358","v":114},{"$f":"A358","v":114},"y 117",null,null,null,7209.2079999999996,{"$f":"T342+T348+T350+T352+T354+T356","v":37820.718999999997},0,23.297999999999998,45053.224999999999,88.25,0,0,88.25,88.25,0,{"$f":"L358-Q358-R358","v":44964.974999999999},{"$f":"IF(S358<0,0,S358)","v":44964.974999999999},{"$f":"K358+H358","v":7232.5059999999994},{"$f":"T342","v":0},{"$f":"T348","v":2446.4470000000001},{"$f":"T350","v":3219.328},{"$f":"T352","v":29816.759000000002},{"$f":"T354","v":992.71199999999999},{"$f":"T356","v":1345.473},null,null,null,null,null,{"$f":"J358","v":0},45053.224999999999,{"$f":"+Q358","v":88.25},{"$f":"(AI364+R364)*V363+(AI362+R362+AJ362)*V361+(AI360+R360)*AC359","v":51.91246642311318},{"$f":"(AI358+R358+AJ358)*U357","v":22.500628520599019},{"$f":"IF(AG358>0,(AI358+R358+AJ358)*AG357,\"\")","v":""},{"$f":"SUM(AI358:AK358)","v":162.6630949437122},{"$f":"IF(AN357=\"\",\"\",$AM358*AN357)","v":26.112710247911622},"",8.8328114277226533,11.623271277893007,107.65236673136685,3.584151995950621,4.8577832628674482,"","","","","","",162.66309494371222,{"$f":"+U358","v":7232.5059999999994},{"$f":"IF(D358=\"MAR\",IF((BB358-AJ358)<0,0,BB358-AJ358),IF(D358=\"C\",IF((BB358-AJ358)<0,0,BB358-AJ358),IF((BB358-AK358)<0,0,BB358-AK358)))","v":7210.0053714794003},{"$f":"IF(AG358=0,\"\",IF(AG358-AL358<0,0,AG358-AL358))","v":""},{"$f":"IF(D358=\"MAR\",0,IF(D358=\"C\",0,AJ358))","v":51.91246642311318},{"$f":"IF(T358-BE358<0,0,T358-BE358)","v":44913.062533576885},{"$f":"IF(D358=\"MAR\",IF(AI358+R358+AJ358=0,\"Infinito\",(I358+U358+AG358)/(AI358+R358)),IF(D358=\"C\",IF(AI358+R358+AJ358=0,\"Infinito\",(I358+U358+AG358)/(AI358+R358)),IF(AI358+R358+AJ358=0,\"Infinito\",(I358+U358+AG358)/(AI358+R358+AJ358))))","v":321.43573204538438},{"$f":"IF(BG358<1.4,\"1\", IF(BG358<3,\"2\", IF(BG358<9,\"3\", \"4\")))","v":"4"},{"$f":"IF(BG358<1.4,\"ROJO\", IF(BG358<3,\"AMARILLO\", IF(BG358<9,\"VERDE\", \"AZUL\")))","v":"AZUL"},{"$f":"IF(BG358<1.4,\"Déficit\", IF(BG358<3,\"Equilibrio\", IF(BG358<9,\"Disponibilidad\", \"Abundante\")))","v":"Abundante"},{"$f":"IF(I358+U358+AG358<=0,0,I358+U358+AG358)","v":45053.224999999999},{"$f":"IF(D358=\"MAR\",AI358+R358,IF(D358=\"C\",AI358+R358,AI358+R358+AJ358))","v":140.16246642311319},{"$f":"BK358/BL358","v":321.43573204538438},{"$f":"IF(BM358-BG358=0,\"\",\"CHECAR\")","v":""}]
[null,null,null,null,null,null,null,null,null,null,null,null,null,null,null,null,null,null,null,null,{"$f":"IF(U360=0,\"\",U360/(SUM($U360:$AG360)))","v":0.10108232427194226},"","","","","","","",0.8989176757280577,"","","","",1,null,null,null,null,null,{"$f":"IF(U359=0,\"\",U359)","v":0.10108232427194226},"","","","","","","",0.8989176757280577,"","","","",1]
[115,{"$f":"A360","v":115},{"$f":"A360","v":115},"MAR",null,null,null,1639.546,{"$f":"T268+T294+T296+T298+T300+T302+T304+T358/3","v":14988.324999999999},0,45.875,16673.745999999999,57.433999999999997,0,0,57.433999999999997,57.433999999999997,0,{"$f":"L360-Q360-R360","v":16616.311999999998},{"$f":"IF(S360<0,0,S360)","v":16616.311999999998},{"$f":"K360+H360","v":1685.421},{"$f":"T268","v":0},{"$f":"T294","v":0},{"$f":"T296","v":0},{"$f":"T298","v":0},{"$f":"T300","v":0},{"$f":"T302","v":0},{"$f":"T304","v":0},{"$f":"T358/3","v":14988.324999999999},null,null,null,{"$f":"J360","v":0},16673.745999999999,{"$f":"+Q360","v":57.433999999999997},{"$f":"(AI360+R360)*U359","v":5.8055622122347312},null,{"$f":"IF(AG360>0,(AI360+R360+AJ360)*AG359,\"\")","v":""},{"$f":"SUM(AI360:AK360)","v":63.239562212234731},{"$f":"IF(AN359=\"\",\"\",$AM360*AN359)","v":6.3924019343527769},"","","","","","","",56.847160277881947,"","","","",63.239562212234723,{"$f":"+U360","v":1685.421},{"$f":"IF(D360=\"MAR\",IF((BB360-AJ360)<0,0,BB360-AJ360),IF(D360=\"C\",IF((BB360-AJ360)<0,0,BB360-AJ360),IF((BB360-AK360)<0,0,BB360-AK360)))","v":1679.6154377877654},{"$f":"IF(AG360=0,\"\",IF(AG360-AL360<0,0,AG360-AL360))","v":""},{"$f":"IF(D360=\"MAR\",0,IF(D360=\"C\",0,AJ360))","v":0},{"$f":"IF(T360-BE360<0,0,T360-BE360)","v":16616.311999999998},{"$f":"IF(D360=\"MAR\",IF(AI360+R360+AJ360=0,\"Infinito\",(I360+U360+AG360)/(AI360+R360)),IF(D360=\"C\",IF(AI360+R360+AJ360=0,\"Infinito\",(I360+U360+AG360)/(AI360+R360)),IF(AI360+R360+AJ360=0,\"Infinito\",(I360+U360+AG360)/(AI360+R360+AJ360))))","v":290.31141832364102},{"$f":"IF(BG360<1.4,\"1\", IF(BG360<3,\"2\", IF(BG360<9,\"3\", \"4\")))","v":"4"},{"$f":"IF(BG360<1.4,\"ROJO\", IF(BG360<3,\"AMARILLO\", IF(BG360<9,\"VERDE\", \"AZUL\")))","v":"AZUL"},{"$f":"IF(BG360<1.4,\"Déficit\", IF(BG360<3,\"Equilibrio\", IF(BG360<9,\"Disponibilidad\", \"Abundante\")))","v":"Abundante"},{"$f":"IF(I360+U360+AG360<=0,0,I360+U360+AG360)","v":16673.745999999999},{"$f":"IF(D360=\"MAR\",AI360+R360,IF(D360=\"C\",AI360+R360,AI360+R360+AJ360))","v":57.433999999999997},{"$f":"BK360/BL360","v":290.31141832364102},{"$f":"IF(BM360-BG360=0,\"\",\"CHECAR\")","v":""}]
[null,null,null,null,null,null,null,null,null,null,null,null,null,null,null,null,null,null,null,null,{"$f":"IF(U362=0,\"\",U362/(SUM($U362:$AG362)))","v":6.337907853697336E-2},0.93662092146302656,"","","","","","","","","","","",0.99999999999999989,null,null,null,null,null,{"$f":"IF(U361=0,\"\",U361)","v":6.337907853697336E-2},0.93662092146302656,"","","","","","","","","","","",0.99999999999999989]
[116,{"$f":"A362","v":116},{"$f":"A362","v":116},118,null,null,null,1014.152,{"$f":"T358/3","v":14988.324999999999},0,7.4999999999999997E-2,16002.552,0.23599999999999999,0,0,0.23599999999999999,0.23599999999999999,0,{"$f":"L362-Q362-R362","v":16002.315999999999},{"$f":"IF(S362<0,0,S362)","v":16002.315999999999},{"$f":"K362+H362","v":1014.2270000000001},{"$f":"T358/3","v":14988.324999999999},null,null,null,null,null,null,null,null,null,null,{"$f":"J362","v":0},16002.552,{"$f":"+Q362","v":0.23599999999999999},{"$f":"(AI366+R366)*V365","v":1.9812775322896855E-3},{"$f":"(AI362+R362+AJ362)*U361","v":1.5083034079048241E-2},{"$f":"IF(AG362>0,(AI362+R362+AJ362)*AG361,\"\")","v":""},{"$f":"SUM(AI362:AK362)","v":0.25306431161133791},{"$f":"IF(AN361=\"\",\"\",$AM362*AN361)","v":1.6038982880520084E-2},0.2370253287308178,"","","","","","","","","","","",0.25306431161133791,{"$f":"+U362","v":1014.2270000000001},{"$f":"IF(D362=\"MAR\",IF((BB362-AJ362)<0,0,BB362-AJ362),IF(D362=\"C\",IF((BB362-AJ362)<0,0,BB362-AJ362),IF((BB362-AK362)<0,0,BB362-AK362)))","v":1014.2119169659211},{"$f":"IF(AG362=0,\"\",IF(AG362-AL362<0,0,AG362-AL362))","v":""},{"$f":"IF(D362=\"MAR\",0,IF(D362=\"C\",0,AJ362))","v":1.9812775322896855E-3},{"$f":"IF(T362-BE362<0,0,T362-BE362)","v":16002.314018722467},{"$f":"IF(D362=\"MAR\",IF(AI362+R362+AJ362=0,\"Infinito\",(I362+U362+AG362)/(AI362+R362)),IF(D362=\"C\",IF(AI362+R362+AJ362=0,\"Infinito\",(I362+U362+AG362)/(AI362+R362)),IF(AI362+R362+AJ362=0,\"Infinito\",(I362+U362+AG362)/(AI362+R362+AJ362))))","v":67242.903164215299},{"$f":"IF(BG362<1.4,\"1\", IF(BG362<3,\"2\", IF(BG362<9,\"3\", \"4\")))","v":"4"},{"$f":"IF(BG362<1.4,\"ROJO\", IF(BG362<3,\"AMARILLO\", IF(BG362<9,\"VERDE\", \"AZUL\")))","v":"AZUL"},{"$f":"IF(BG362<1.4,\"Déficit\", IF(BG362<3,\"Equilibrio\", IF(BG362<9,\"Disponibilidad\", \"Abundante\")))","v":"Abundante"},{"$f":"IF(I362+U362+AG362<=0,0,I362+U362+AG362)","v":16002.552},{"$f":"IF(D362=\"MAR\",AI362+R362,IF(D362=\"C\",AI362+R362,AI362+R362+AJ362))","v":0.23798127753228968},{"$f":"BK362/BL362","v":67242.903164215299},{"$f":"IF(BM362-BG362=0,\"\",\"CHECAR\")","v":""}]
[null,null,null,null,null,null,null,null,null,null,null,null,null,null,null,null,null,null,null,null,{"$f":"IF(U364=0,\"\",U364/(SUM($U364:$AG364)))","v":2.9676319132201923E-2},0.97032368086779808,"","","","","","","","","","","",1,null,null,null,null,null,{"$f":"IF(U363=0,\"\",U363)","v":2.9676319132201923E-2},0.97032368086779808,"","","","","","","","","","","",1]
[117,{"$f":"A364","v":117},{"$f":"A364","v":117},"MAR",null,null,null,458.35199999999998,{"$f":"T358/3","v":14988.324999999999},0,0.05,15446.726999999999,6.3E-2,0,0,6.3E-2,6.3E-2,0,{"$f":"L364-Q364-R364","v":15446.663999999999},{"$f":"IF(S364<0,0,S364)","v":15446.663999999999},{"$f":"K364+H364","v":458.40199999999999},{"$f":"T358/3","v":14988.324999999999},null,null,null,null,null,null,null,null,null,null,{"$f":"J364","v":0},15446.726999999999,{"$f":"+Q364","v":6.3E-2},{"$f":"(AI364+R364)*U363","v":1.869608105328721E-3},null,{"$f":"IF(AG364>0,(AI364+R364+AJ364)*AG363,\"\")","v":""},{"$f":"SUM(AI364:AK364)","v":6.4869608105328727E-2},{"$f":"IF(AN363=\"\",\"\",$AM364*AN363)","v":1.9250911921146077E-3},6.2944516913214121E-2,"","","","","","","","","","","",6.4869608105328727E-2,{"$f":"+U364","v":458.40199999999999},{"$f":"IF(D364=\"MAR\",IF((BB364-AJ364)<0,0,BB364-AJ364),IF(D364=\"C\",IF((BB364-AJ364)<0,0,BB364-AJ364),IF((BB364-AK364)<0,0,BB364-AK364)))","v":458.40013039189466},{"$f":"IF(AG364=0,\"\",IF(AG364-AL364<0,0,AG364-AL364))","v":""},{"$f":"IF(D364=\"MAR\",0,IF(D364=\"C\",0,AJ364))","v":0},{"$f":"IF(T364-BE364<0,0,T364-BE364)","v":15446.663999999999},{"$f":"IF(D364=\"MAR\",IF(AI364+R364+AJ364=0,\"Infinito\",(I364+U364+AG364)/(AI364+R364)),IF(D364=\"C\",IF(AI364+R364+AJ364=0,\"Infinito\",(I364+U364+AG364)/(AI364+R364)),IF(AI364+R364+AJ364=0,\"Infinito\",(I364+U364+AG364)/(AI364+R364+AJ364))))","v":245186.14285714284},{"$f":"IF(BG364<1.4,\"1\", IF(BG364<3,\"2\", IF(BG364<9,\"3\", \"4\")))","v":"4"},{"$f":"IF(BG364<1.4,\"ROJO\", IF(BG364<3,\"AMARILLO\", IF(BG364<9,\"VERDE\", \"AZUL\")))","v":"AZUL"},{"$f":"IF(BG364<1.4,\"Déficit\", IF(BG364<3,\"Equilibrio\", IF(BG364<9,\"Disponibilidad\", \"Abundante\")))","v":"Abundante"},{"$f":"IF(I364+U364+AG364<=0,0,I364+U364+AG364)","v":15446.726999999999},{"$f":"IF(D364=\"MAR\",AI364+R364,IF(D364=\"C\",AI364+R364,AI364+R364+AJ364))","v":6.3E-2},{"$f":"BK364/BL364","v":245186.14285714284},{"$f":"IF(BM364-BG364=0,\"\",\"CHECAR\")","v":""}]
[null,null,null,null,null,null,null,null,null,null,null,null,null,null,null,null,null,null,null,null,{"$f":"IF(U366=0,\"\",U366/(SUM($U366:$AG366)))","v":9.3612338551572593E-3},0.9906387661448427,"","","","","","","","","","","",1,null,null,null,null,null,null,{"$f":"IF(V365=0,\"\",V365)","v":0.9906387661448427},"","","","","","","","","","",""]
[118,{"$f":"A366","v":118},{"$f":"A366","v":118},"MAR",null,null,null,151.21600000000001,{"$f":"T362","v":16002.315999999999},0,1E-3,16153.532999999999,2E-3,0,0,2E-3,2E-3,0,{"$f":"L366-Q366-R366","v":16153.530999999999},{"$f":"IF(S366<0,0,S366)","v":16153.530999999999},{"$f":"K366+H366","v":151.21700000000001},{"$f":"T362","v":16002.315999999999},null,null,null,null,null,null,null,null,null,null,{"$f":"J366","v":0},16153.532999999999,{"$f":"+Q366","v":2E-3},{"$f":"(AI366+R366)*U365","v":1.872246771031452E-5},null,{"$f":"IF(AG366>0,(AI366+R366+AJ366)*AG365,\"\")","v":""},{"$f":"SUM(AI366:AK366)","v":2.0187224677103146E-3},{"$f":"IF(AN365=\"\",\"\",$AM366*AN365)","v":""},1.9998247346014182E-3,"","","","","","","","","","","",{"$f":"SUM(AN366:AZ366)","v":1.9998247346014182E-3},{"$f":"+U366","v":151.21700000000001},{"$f":"IF(D366=\"MAR\",IF((BB366-AJ366)<0,0,BB366-AJ366),IF(D366=\"C\",IF((BB366-AJ366)<0,0,BB366-AJ366),IF((BB366-AK366)<0,0,BB366-AK366)))","v":151.21698127753231},{"$f":"IF(AG366=0,\"\",IF(AG366-AL366<0,0,AG366-AL366))","v":""},{"$f":"IF(D366=\"MAR\",0,IF(D366=\"C\",0,AJ366))","v":0},{"$f":"IF(T366-BE366<0,0,T366-BE366)","v":16153.530999999999},{"$f":"IF(D366=\"MAR\",IF(AI366+R366+AJ366=0,\"Infinito\",(I366+U366+AG366)/(AI366+R366)),IF(D366=\"C\",IF(AI366+R366+AJ366=0,\"Infinito\",(I366+U366+AG366)/(AI366+R366)),IF(AI366+R366+AJ366=0,\"Infinito\",(I366+U366+AG366)/(AI366+R366+AJ366))))","v":8076766.5},{"$f":"IF(BG366<1.4,\"1\", IF(BG366<3,\"2\", IF(BG366<9,\"3\", \"4\")))","v":"4"},{"$f":"IF(BG366<1.4,\"ROJO\", IF(BG366<3,\"AMARILLO\", IF(BG366<9,\"VERDE\", \"AZUL\")))","v":"AZUL"},{"$f":"IF(BG366<1.4,\"Déficit\", IF(BG366<3,\"Equilibrio\", IF(BG366<9,\"Disponibilidad\", \"Abundante\")))","v":"Abundante"},{"$f":"IF(I366+U366+AG366<=0,0,I366+U366+AG366)","v":16153.532999999999},{"$f":"IF(D366=\"MAR\",AI366+R366,IF(D366=\"C\",AI366+R366,AI366+R366+AJ366))","v":2E-3},{"$f":"BK366/BL366","v":8076766.5},{"$f":"IF(BM366-BG366=0,\"\",\"CHECAR\")","v":""}]
[null,null,null,null,null,null,null,null,null,null,null,null,null,null,null,null,null,null,null,null,{"$f":"IF(U368=0,\"\",U368/(SUM($U368:$AG368)))","v":1},"","","","","","","","","","","","",1,null,null,null,null,null,null,{"$f":"IF(V367=0,\"\",V367)","v":""},"","","","","","","","","","",""]
[119,{"$f":"A368","v":119},{"$f":"A368","v":119},121,null,null,null,1767.944,null,0,0,1767.944,0,0,0,0,0,0,{"$f":"L368-Q368-R368","v":1767.944},{"$f":"IF(S368<0,0,S368)","v":1767.944},{"$f":"K368+H368","v":1767.944},null,null,null,null,null,null,null,null,null,null,null,{"$f":"J368","v":0},1767.944,{"$f":"+Q368","v":0},{"$f":"(AI372+R372+AJ372)*V371","v":9.5580246699998269E-4},{"$f":"(AI368+R368+AJ368)*U367","v":9.5580246699998269E-4},{"$f":"IF(AG368>0,(AI368+R368+AJ368)*AG367,\"\")","v":""},{"$f":"SUM(AI368:AK368)","v":1.9116049339999654E-3},{"$f":"IF(AN367=\"\",\"\",$AM368*AN367)","v":""},"","","","","","","","","","","","",{"$f":"SUM(AN368:AZ368)","v":0},{"$f":"+U368","v":1767.944},{"$f":"IF(D368=\"MAR\",IF((BB368-AJ368)<0,0,BB368-AJ368),IF(D368=\"C\",IF((BB368-AJ368)<0,0,BB368-AJ368),IF((BB368-AK368)<0,0,BB368-AK368)))","v":1767.943044197533},{"$f":"IF(AG368=0,\"\",IF(AG368-AL368<0,0,AG368-AL368))","v":""},{"$f":"IF(D368=\"MAR\",0,IF(D368=\"C\",0,AJ368))","v":9.5580246699998269E-4},{"$f":"IF(T368-BE368<0,0,T368-BE368)","v":1767.943044197533},{"$f":"IF(D368=\"MAR\",IF(AI368+R368+AJ368=0,\"Infinito\",(I368+U368+AG368)/(AI368+R368)),IF(D368=\"C\",IF(AI368+R368+AJ368=0,\"Infinito\",(I368+U368+AG368)/(AI368+R368)),IF(AI368+R368+AJ368=0,\"Infinito\",(I368+U368+AG368)/(AI368+R368+AJ368))))","v":1849696},{"$f":"IF(BG368<1.4,\"1\", IF(BG368<3,\"2\", IF(BG368<9,\"3\", \"4\")))","v":"4"},{"$f":"IF(BG368<1.4,\"ROJO\", IF(BG368<3,\"AMARILLO\", IF(BG368<9,\"VERDE\", \"AZUL\")))","v":"AZUL"},{"$f":"IF(BG368<1.4,\"Déficit\", IF(BG368<3,\"Equilibrio\", IF(BG368<9,\"Disponibilidad\", \"Abundante\")))","v":"Abundante"},{"$f":"IF(I368+U368+AG368<=0,0,I368+U368+AG368)","v":1767.944},{"$f":"IF(D368=\"MAR\",AI368+R368,IF(D368=\"C\",AI368+R368,AI368+R368+AJ368))","v":9.5580246699998269E-4},{"$f":"BK368/BL368","v":1849696},{"$f":"IF(BM368-BG368=0,\"\",\"CHECAR\")","v":""}]
[null,null,null,null,null,null,null,null,null,null,null,null,null,null,null,null,null,null,null,null,{"$f":"IF(U370=0,\"\",U370/(SUM($U370:$AG370)))","v":1},"","","","","","","","","","","","",1,null,null,null,null,null,{"$f":"IF(U369=0,\"\",U369)","v":1},"","","","","","","","","","","",""]
[120,{"$f":"A370","v":120},{"$f":"A370","v":120},122,null,null,null,2497.1309999999999,null,0,0,2497.1309999999999,0,0,0,0,0,0,{"$f":"L370-Q370-R370","v":2497.1309999999999},{"$f":"IF(S370<0,0,S370)","v":2497.1309999999999},{"$f":"K370+H370","v":2497.1309999999999},null,null,null,null,null,null,null,null,null,null,null,{"$f":"J370","v":0},2497.1309999999999,{"$f":"+Q370","v":0},{"$f":"(AI374+R374+AJ374)*V373","v":1.3500223820562948E-3},{"$f":"(AI370+R370+AJ370)*U369","v":1.3500223820562948E-3},{"$f":"IF(AG370>0,(AI370+R370+AJ370)*AG369,\"\")","v":""},{"$f":"SUM(AI370:AK370)","v":2.7000447641125896E-3},{"$f":"IF(AN369=\"\",\"\",$AM370*AN369)","v":2.7000447641125896E-3},"","","","","","","","","","","","",{"$f":"SUM(AN370:AZ370)","v":2.7000447641125896E-3},{"$f":"+U370","v":2497.1309999999999},{"$f":"IF(D370=\"MAR\",IF((BB370-AJ370)<0,0,BB370-AJ370),IF(D370=\"C\",IF((BB370-AJ370)<0,0,BB370-AJ370),IF((BB370-AK370)<0,0,BB370-AK370)))","v":2497.1296499776176},{"$f":"IF(AG370=0,\"\",IF(AG370-AL370<0,0,AG370-AL370))","v":""},{"$f":"IF(D370=\"MAR\",0,IF(D370=\"C\",0,AJ370))","v":1.3500223820562948E-3},{"$f":"IF(T370-BE370<0,0,T370-BE370)","v":2497.1296499776176},{"$f":"IF(D370=\"MAR\",IF(AI370+R370+AJ370=0,\"Infinito\",(I370+U370+AG370)/(AI370+R370)),IF(D370=\"C\",IF(AI370+R370+AJ370=0,\"Infinito\",(I370+U370+AG370)/(AI370+R370)),IF(AI370+R370+AJ370=0,\"Infinito\",(I370+U370+AG370)/(AI370+R370+AJ370))))","v":1849695.9999999998},{"$f":"IF(BG370<1.4,\"1\", IF(BG370<3,\"2\", IF(BG370<9,\"3\", \"4\")))","v":"4"},{"$f":"IF(BG370<1.4,\"ROJO\", IF(BG370<3,\"AMARILLO\", IF(BG370<9,\"VERDE\", \"AZUL\")))","v":"AZUL"},{"$f":"IF(BG370<1.4,\"Déficit\", IF(BG370<3,\"Equilibrio\", IF(BG370<9,\"Disponibilidad\", \"Abundante\")))","v":"Abundante"},{"$f":"IF(I370+U370+AG370<=0,0,I370+U370+AG370)","v":2497.1309999999999},{"$f":"IF(D370=\"MAR\",AI370+R370,IF(D370=\"C\",AI370+R370,AI370+R370+AJ370))","v":1.3500223820562948E-3},{"$f":"BK370/BL370","v":1849695.9999999998},{"$f":"IF(BM370-BG370=0,\"\",\"CHECAR\")","v":""}]
[null,null,null,null,null,null,null,null,null,null,null,null,null,null,null,null,null,null,null,null,{"$f":"IF(U372=0,\"\",U372/(SUM($U372:$AG372)))","v":0.23140421854200413},0.76859578145799579,"","","","","","","","","","","",0.99999999999999989,null,null,null,null,null,{"$f":"IF(U371=0,\"\",U371)","v":0.23140421854200413},0.76859578145799579,"","","","","","","","","","","",0.99999999999999989]
[121,{"$f":"A372","v":121},{"$f":"A372","v":121},123,null,null,null,532.28200000000004,{"$f":"T368","v":1767.944},0,0,2300.2260000000001,0,0,0,0,0,0,{"$f":"L372-Q372-R372","v":2300.2260000000001},{"$f":"IF(S372<0,0,S372)","v":2300.2260000000001},{"$f":"K372+H372","v":532.28200000000004},{"$f":"T368","v":1767.944},null,null,null,null,null,null,null,null,null,null,{"$f":"J372","v":0},2300.2260000000001,{"$f":"+Q372","v":0},{"$f":"(AI376+R376)*V375","v":1.2435697541650088E-3},{"$f":"(AI372+R372+AJ372)*U371","v":2.8776728716502605E-4},{"$f":"IF(AG372>0,(AI372+R372+AJ372)*AG371,\"\")","v":""},{"$f":"SUM(AI372:AK372)","v":1.5313370413300349E-3},{"$f":"IF(AN371=\"\",\"\",$AM372*AN371)","v":3.5435785137340143E-4},1.1769791899566334E-3,"","","","","","","","","","","",1.5313370413300349E-3,{"$f":"+U372","v":532.28200000000004},{"$f":"IF(D372=\"MAR\",IF((BB372-AJ372)<0,0,BB372-AJ372),IF(D372=\"C\",IF((BB372-AJ372)<0,0,BB372-AJ372),IF((BB372-AK372)<0,0,BB372-AK372)))","v":532.28171223271283},{"$f":"IF(AG372=0,\"\",IF(AG372-AL372<0,0,AG372-AL372))","v":""},{"$f":"IF(D372=\"MAR\",0,IF(D372=\"C\",0,AJ372))","v":1.2435697541650088E-3},{"$f":"IF(T372-BE372<0,0,T372-BE372)","v":2300.2247564302461},{"$f":"IF(D372=\"MAR\",IF(AI372+R372+AJ372=0,\"Infinito\",(I372+U372+AG372)/(AI372+R372)),IF(D372=\"C\",IF(AI372+R372+AJ372=0,\"Infinito\",(I372+U372+AG372)/(AI372+R372)),IF(AI372+R372+AJ372=0,\"Infinito\",(I372+U372+AG372)/(AI372+R372+AJ372))))","v":1849696},{"$f":"IF(BG372<1.4,\"1\", IF(BG372<3,\"2\", IF(BG372<9,\"3\", \"4\")))","v":"4"},{"$f":"IF(BG372<1.4,\"ROJO\", IF(BG372<3,\"AMARILLO\", IF(BG372<9,\"VERDE\", \"AZUL\")))","v":"AZUL"},{"$f":"IF(BG372<1.4,\"Déficit\", IF(BG372<3,\"Equilibrio\", IF(BG372<9,\"Disponibilidad\", \"Abundante\")))","v":"Abundante"},{"$f":"IF(I372+U372+AG372<=0,0,I372+U372+AG372)","v":2300.2260000000001},{"$f":"IF(D372=\"MAR\",AI372+R372,IF(D372=\"C\",AI372+R372,AI372+R372+AJ372))","v":1.2435697541650088E-3},{"$f":"BK372/BL372","v":1849696},{"$f":"IF(BM372-BG372=0,\"\",\"CHECAR\")","v":""}]
[null,null,null,null,null,null,null,null,null,null,null,null,null,null,null,null,null,null,null,null,{"$f":"IF(U374=0,\"\",U374/(SUM($U374:$AG374)))","v":0.16716799611521097},0.83283200388478906,"","","","","","","","","","","",1,null,null,null,null,null,{"$f":"IF(U373=0,\"\",U373)","v":0.16716799611521097},0.83283200388478906,"","","","","","","","","","","",1]
[122,{"$f":"A374","v":122},{"$f":"A374","v":122},123,null,null,null,501.23,{"$f":"T370","v":2497.1309999999999},0,0,2998.3609999999999,0,0,0,0,0,0,{"$f":"L374-Q374-R374","v":2998.3609999999999},{"$f":"IF(S374<0,0,S374)","v":2998.3609999999999},{"$f":"K374+H374","v":501.23},{"$f":"T370","v":2497.1309999999999},null,null,null,null,null,null,null,null,null,null,{"$f":"J374","v":0},2998.3609999999999,{"$f":"+Q374","v":0},{"$f":"(AI376+R376)*W375","v":1.6210020457415705E-3},{"$f":"(AI374+R374+AJ374)*U373","v":2.7097966368527587E-4},{"$f":"IF(AG374>0,(AI374+R374+AJ374)*AG373,\"\")","v":""},{"$f":"SUM(AI374:AK374)","v":1.8919817094268463E-3},{"$f":"IF(AN373=\"\",\"\",$AM374*AN373)","v":3.1627879105151723E-4},1.5757029183753291E-3,"","","","","","","","","","","",1.8919817094268463E-3,{"$f":"+U374","v":501.23},{"$f":"IF(D374=\"MAR\",IF((BB374-AJ374)<0,0,BB374-AJ374),IF(D374=\"C\",IF((BB374-AJ374)<0,0,BB374-AJ374),IF((BB374-AK374)<0,0,BB374-AK374)))","v":501.22972902033632},{"$f":"IF(AG374=0,\"\",IF(AG374-AL374<0,0,AG374-AL374))","v":""},{"$f":"IF(D374=\"MAR\",0,IF(D374=\"C\",0,AJ374))","v":1.6210020457415705E-3},{"$f":"IF(T374-BE374<0,0,T374-BE374)","v":2998.3593789979541},{"$f":"IF(D374=\"MAR\",IF(AI374+R374+AJ374=0,\"Infinito\",(I374+U374+AG374)/(AI374+R374)),IF(D374=\"C\",IF(AI374+R374+AJ374=0,\"Infinito\",(I374+U374+AG374)/(AI374+R374)),IF(AI374+R374+AJ374=0,\"Infinito\",(I374+U374+AG374)/(AI374+R374+AJ374))))","v":1849695.9999999998},{"$f":"IF(BG374<1.4,\"1\", IF(BG374<3,\"2\", IF(BG374<9,\"3\", \"4\")))","v":"4"},{"$f":"IF(BG374<1.4,\"ROJO\", IF(BG374<3,\"AMARILLO\", IF(BG374<9,\"VERDE\", \"AZUL\")))","v":"AZUL"},{"$f":"IF(BG374<1.4,\"Déficit\", IF(BG374<3,\"Equilibrio\", IF(BG374<9,\"Disponibilidad\", \"Abundante\")))","v":"Abundante"},{"$f":"IF(I374+U374+AG374<=0,0,I374+U374+AG374)","v":2998.3609999999999},{"$f":"IF(D374=\"MAR\",AI374+R374,IF(D374=\"C\",AI374+R374,AI374+R374+AJ374))","v":1.6210020457415705E-3},{"$f":"BK374/BL374","v":1849695.9999999998},{"$f":"IF(BM374-BG374=0,\"\",\"CHECAR\")","v":""}]
[null,null,null,null,null,null,null,null,null,null,null,null,null,null,null,null,null,null,null,null,{"$f":"IF(U376=0,\"\",U376/(SUM($U376:$AG376)))","v":4.5142733364473581E-2},0.41452325138833629,0.54033401524719016,"","","","","","","","","","",1,null,null,null,null,null,{"$f":"IF(U375=0,\"\",U375)","v":4.5142733364473581E-2},0.41452325138833629,0.54033401524719016,"","","","","","","","","","",1]
[123,{"$f":"A376","v":123},{"$f":"A376","v":123},"MAR",null,null,null,250.49799999999999,{"$f":"T372+T374","v":5298.5869999999995},0,3.0000000000000001E-3,5549.0879999999988,3.0000000000000001E-3,0,0,3.0000000000000001E-3,3.0000000000000001E-3,0,{"$f":"L376-Q376-R376","v":5549.0849999999991},{"$f":"IF(S376<0,0,S376)","v":5549.0849999999991},{"$f":"K376+H376","v":250.50099999999998},{"$f":"T372","v":2300.2260000000001},{"$f":"T374","v":2998.3609999999999},null,null,null,null,null,null,null,null,null,{"$f":"J376","v":0},5549.0879999999997,{"$f":"+Q376","v":3.0000000000000001E-3},{"$f":"(AI376+R376)*U375","v":1.3542820009342075E-4},null,{"$f":"IF(AG376>0,(AI376+R376+AJ376)*AG375,\"\")","v":""},{"$f":"SUM(AI376:AK376)","v":3.135428200093421E-3},{"$f":"IF(AN375=\"\",\"\",$AM376*AN375)","v":1.4154179922026863E-4},1.2997078919974039E-3,1.6941785088757486E-3,"","","","","","","","","","",3.135428200093421E-3,{"$f":"+U376","v":250.50099999999998},{"$f":"IF(D376=\"MAR\",IF((BB376-AJ376)<0,0,BB376-AJ376),IF(D376=\"C\",IF((BB376-AJ376)<0,0,BB376-AJ376),IF((BB376-AK376)<0,0,BB376-AK376)))","v":250.50086457179989},{"$f":"IF(AG376=0,\"\",IF(AG376-AL376<0,0,AG376-AL376))","v":""},{"$f":"IF(D376=\"MAR\",0,IF(D376=\"C\",0,AJ376))","v":0},{"$f":"IF(T376-BE376<0,0,T376-BE376)","v":5549.0849999999991},{"$f":"IF(D376=\"MAR\",IF(AI376+R376+AJ376=0,\"Infinito\",(I376+U376+AG376)/(AI376+R376)),IF(D376=\"C\",IF(AI376+R376+AJ376=0,\"Infinito\",(I376+U376+AG376)/(AI376+R376)),IF(AI376+R376+AJ376=0,\"Infinito\",(I376+U376+AG376)/(AI376+R376+AJ376))))","v":1849695.9999999998},{"$f":"IF(BG376<1.4,\"1\", IF(BG376<3,\"2\", IF(BG376<9,\"3\", \"4\")))","v":"4"},{"$f":"IF(BG376<1.4,\"ROJO\", IF(BG376<3,\"AMARILLO\", IF(BG376<9,\"VERDE\", \"AZUL\")))","v":"AZUL"},{"$f":"IF(BG376<1.4,\"Déficit\", IF(BG376<3,\"Equilibrio\", IF(BG376<9,\"Disponibilidad\", \"Abundante\")))","v":"Abundante"},{"$f":"IF(I376+U376+AG376<=0,0,I376+U376+AG376)","v":5549.0879999999997},{"$f":"IF(D376=\"MAR\",AI376+R376,IF(D376=\"C\",AI376+R376,AI376+R376+AJ376))","v":3.0000000000000001E-3},{"$f":"BK376/BL376","v":1849695.9999999998},{"$f":"IF(BM376-BG376=0,\"\",\"CHECAR\")","v":""}]
[null,null,null,null,null,null,null,null,null,null,null,null,null,null,null,null,null,null,null,null,{"$f":"IF(U378=0,\"\",U378/(SUM($U378:$AG378)))","v":1},"","","","","","","","","","","","",1,null,null,null,null,null,{"$f":"IF(U377=0,\"\",U377)","v":1},"","","","","","","","","","","","",1]
[124,{"$f":"A378","v":124},{"$f":"A378","v":124},"MAR",null,null,null,449.3,null,0,1E-3,449.30099999999999,1E-3,0,0,1E-3,1E-3,0,{"$f":"L378-Q378-R378","v":449.3},{"$f":"IF(S378<0,0,S378)","v":449.3},{"$f":"K378+H378","v":449.30099999999999},null,null,null,null,null,null,null,null,null,null,null,{"$f":"J378","v":0},{"$f":"SUM(U378:AG378)","v":449.30099999999999},{"$f":"+Q378","v":1E-3},{"$f":"(AI378+R378)","v":1E-3},null,{"$f":"IF(AG378>0,(AI378+R378+AJ378)*AG377,\"\")","v":""},{"$f":"SUM(AI378:AK378)","v":2E-3},{"$f":"IF(AN377=\"\",\"\",$AM378*AN377)","v":2E-3},"","","","","","","","","","","","",2E-3,{"$f":"+U378","v":449.30099999999999},{"$f":"IF(D378=\"MAR\",IF((BB378-AJ378)<0,0,BB378-AJ378),IF(D378=\"C\",IF((BB378-AJ378)<0,0,BB378-AJ378),IF((BB378-AK378)<0,0,BB378-AK378)))","v":449.3},{"$f":"IF(AG378=0,\"\",IF(AG378-AL378<0,0,AG378-AL378))","v":""},{"$f":"IF(D378=\"MAR\",0,IF(D378=\"C\",0,AJ378))","v":0},{"$f":"IF(T378-BE378<0,0,T378-BE378)","v":449.3},{"$f":"IF(D378=\"MAR\",IF(AI378+R378+AJ378=0,\"Infinito\",(I378+U378+AG378)/(AI378+R378)),IF(D378=\"C\",IF(AI378+R378+AJ378=0,\"Infinito\",(I378+U378+AG378)/(AI378+R378)),IF(AI378+R378+AJ378=0,\"Infinito\",(I378+U378+AG378)/(AI378+R378+AJ378))))","v":449301},{"$f":"IF(BG378<1.4,\"1\", IF(BG378<3,\"2\", IF(BG378<9,\"3\", \"4\")))","v":"4"},{"$f":"IF(BG378<1.4,\"ROJO\", IF(BG378<3,\"AMARILLO\", IF(BG378<9,\"VERDE\", \"AZUL\")))","v":"AZUL"},{"$f":"IF(BG378<1.4,\"Déficit\", IF(BG378<3,\"Equilibrio\", IF(BG378<9,\"Disponibilidad\", \"Abundante\")))","v":"Abundante"},{"$f":"IF(I378+U378+AG378<=0,0,I378+U378+AG378)","v":449.30099999999999},{"$f":"IF(D378=\"MAR\",AI378+R378,IF(D378=\"C\",AI378+R378,AI378+R378+AJ378))","v":1E-3},{"$f":"BK378/BL378","v":449301},{"$f":"IF(BM378-BG378=0,\"\",\"CHECAR\")","v":""}]
[null,null,null,null,null,null,null,null,null,null,null,null,null,null,null,null,null,null,null,null,{"$f":"IF(U380=0,\"\",U380/(SUM($U380:$AG380)))","v":1},"","","","","","","","","","","","",1,null,null,null,null,null,{"$f":"IF(U379=0,\"\",U379)","v":1},"","","","","","","","","","","","",1]
[125,{"$f":"A380","v":125},{"$f":"A380","v":125},"MAR",null,null,null,132.203,null,0,0,132.203,0,0,0,0,0,0,{"$f":"L380-Q380-R380","v":132.203},{"$f":"IF(S380<0,0,S380)","v":132.203},{"$f":"K380+H380","v":132.203},null,null,null,null,null,null,null,null,null,null,null,{"$f":"J380","v":0},132.203,{"$f":"+Q380","v":0},{"$f":"(AI380+R380)","v":0},null,{"$f":"IF(AG380>0,(AI380+R380+AJ380)*AG379,\"\")","v":""},{"$f":"SUM(AI380:AK380)","v":0},{"$f":"IF(AN379=\"\",\"\",$AM380*AN379)","v":0},"","","","","","","","","","","","",0,{"$f":"+U380","v":132.203},{"$f":"IF(D380=\"MAR\",IF((BB380-AJ380)<0,0,BB380-AJ380),IF(D380=\"C\",IF((BB380-AJ380)<0,0,BB380-AJ380),IF((BB380-AK380)<0,0,BB380-AK380)))","v":132.203},{"$f":"IF(AG380=0,\"\",IF(AG380-AL380<0,0,AG380-AL380))","v":""},{"$f":"IF(D380=\"MAR\",0,IF(D380=\"C\",0,AJ380))","v":0},{"$f":"IF(T380-BE380<0,0,T380-BE380)","v":132.203},{"$f":"IF(D380=\"MAR\",IF(AI380+R380+AJ380=0,\"Infinito\",(I380+U380+AG380)/(AI380+R380)),IF(D380=\"C\",IF(AI380+R380+AJ380=0,\"Infinito\",(I380+U380+AG380)/(AI380+R380)),IF(AI380+R380+AJ380=0,\"Infinito\",(I380+U380+AG380)/(AI380+R380+AJ380))))","v":"Infinito"},{"$f":"IF(BG380<1.4,\"1\", IF(BG380<3,\"2\", IF(BG380<9,\"3\", \"4\")))","v":"4"},{"$f":"IF(BG380<1.4,\"ROJO\", IF(BG380<3,\"AMARILLO\", IF(BG380<9,\"VERDE\", \"AZUL\")))","v":"AZUL"},{"$f":"IF(BG380<1.4,\"Déficit\", IF(BG380<3,\"Equilibrio\", IF(BG380<9,\"Disponibilidad\", \"Abundante\")))","v":"Abundante"},{"$f":"IF(I380+U380+AG380<=0,0,I380+U380+AG380)","v":132.203},{"$f":"IF(D380=\"MAR\",AI380+R380,IF(D380=\"C\",AI380+R380,AI380+R380+AJ380))","v":0},{"$f":"BK380/BL380","v":{"$error":"#DIV/0!"}},{"$f":"IF(BM380-BG380=0,\"\",\"CHECAR\")","v":{"$error":"#DIV/0!"}}]
[null,null,null,null,null,null,null,null,null,null,null,null,null,null,null,null,null,null,null,null,{"$f":"IF(U382=0,\"\",U382/(SUM($U382:$AG382)))","v":1},"","","","","","","","","","","","",1,null,null,null,null,null,{"$f":"IF(U381=0,\"\",U381)","v":1},"","","","","","","","","","","","",1]
[126,{"$f":"A382","v":126},{"$f":"A382","v":126},"MAR",null,null,null,226.33500000000001,null,0,0.13,226.465,0.27100000000000002,0,0,0.27100000000000002,0.27100000000000002,0,{"$f":"L382-Q382-R382","v":226.19400000000002},{"$f":"IF(S382<0,0,S382)","v":226.19400000000002},{"$f":"K382+H382","v":226.465},null,null,null,null,null,null,null,null,null,null,null,{"$f":"J382","v":0},226.465,{"$f":"+Q382","v":0.27100000000000002},{"$f":"(AI382+R382)","v":0.27100000000000002},null,{"$f":"IF(AG382>0,(AI382+R382+AJ382)*AG381,\"\")","v":""},{"$f":"SUM(AI382:AK382)","v":0.54200000000000004},{"$f":"IF(AN381=\"\",\"\",$AM382*AN381)","v":0.54200000000000004},"","","","","","","","","","","","",0.54200000000000004,{"$f":"+U382","v":226.465},{"$f":"IF(D382=\"MAR\",IF((BB382-AJ382)<0,0,BB382-AJ382),IF(D382=\"C\",IF((BB382-AJ382)<0,0,BB382-AJ382),IF((BB382-AK382)<0,0,BB382-AK382)))","v":226.19400000000002},{"$f":"IF(AG382=0,\"\",IF(AG382-AL382<0,0,AG382-AL382))","v":""},{"$f":"IF(D382=\"MAR\",0,IF(D382=\"C\",0,AJ382))","v":0},{"$f":"IF(T382-BE382<0,0,T382-BE382)","v":226.19400000000002},{"$f":"IF(D382=\"MAR\",IF(AI382+R382+AJ382=0,\"Infinito\",(I382+U382+AG382)/(AI382+R382)),IF(D382=\"C\",IF(AI382+R382+AJ382=0,\"Infinito\",(I382+U382+AG382)/(AI382+R382)),IF(AI382+R382+AJ382=0,\"Infinito\",(I382+U382+AG382)/(AI382+R382+AJ382))))","v":835.66420664206635},{"$f":"IF(BG382<1.4,\"1\", IF(BG382<3,\"2\", IF(BG382<9,\"3\", \"4\")))","v":"4"},{"$f":"IF(BG382<1.4,\"ROJO\", IF(BG382<3,\"AMARILLO\", IF(BG382<9,\"VERDE\", \"AZUL\")))","v":"AZUL"},{"$f":"IF(BG382<1.4,\"Déficit\", IF(BG382<3,\"Equilibrio\", IF(BG382<9,\"Disponibilidad\", \"Abundante\")))","v":"Abundante"},{"$f":"IF(I382+U382+AG382<=0,0,I382+U382+AG382)","v":226.465},{"$f":"IF(D382=\"MAR\",AI382+R382,IF(D382=\"C\",AI382+R382,AI382+R382+AJ382))","v":0.27100000000000002},{"$f":"BK382/BL382","v":835.66420664206635},{"$f":"IF(BM382-BG382=0,\"\",\"CHECAR\")","v":""}]
[null,null,null,null,null,null,null,null,null,null,null,null,null,null,null,null,null,null,null,null,{"$f":"IF(U384=0,\"\",U384/(SUM($U384:$AG384)))","v":1},"","","","","","","","","","","","",1,null,null,null,null,null,{"$f":"IF(U383=0,\"\",U383)","v":1},"","","","","","","","","","","","",1]
[127,{"$f":"A384","v":127},{"$f":"A384","v":127},"MAR",null,null,null,153.92599999999999,null,0,2.1000000000000001E-2,153.94699999999997,2.8000000000000001E-2,0,0,2.8000000000000001E-2,2.8000000000000001E-2,0,{"$f":"L384-Q384-R384","v":153.91899999999998},{"$f":"IF(S384<0,0,S384)","v":153.91899999999998},{"$f":"K384+H384","v":153.94699999999997},null,null,null,null,null,null,null,null,null,null,null,{"$f":"J384","v":0},153.94699999999997,{"$f":"+Q384","v":2.8000000000000001E-2},{"$f":"(AI384+R384)","v":2.8000000000000001E-2},null,{"$f":"IF(AG384>0,(AI384+R384+AJ384)*AG383,\"\")","v":""},{"$f":"SUM(AI384:AK384)","v":5.6000000000000001E-2},{"$f":"IF(AN383=\"\",\"\",$AM384*AN383)","v":5.6000000000000001E-2},"","","","","","","","","","","","",5.6000000000000001E-2,{"$f":"+U384","v":153.94699999999997},{"$f":"IF(D384=\"MAR\",IF((BB384-AJ384)<0,0,BB384-AJ384),IF(D384=\"C\",IF((BB384-AJ384)<0,0,BB384-AJ384),IF((BB384-AK384)<0,0,BB384-AK384)))","v":153.91899999999998},{"$f":"IF(AG384=0,\"\",IF(AG384-AL384<0,0,AG384-AL384))","v":""},{"$f":"IF(D384=\"MAR\",0,IF(D384=\"C\",0,AJ384))","v":0},{"$f":"IF(T384-BE384<0,0,T384-BE384)","v":153.91899999999998},{"$f":"IF(D384=\"MAR\",IF(AI384+R384+AJ384=0,\"Infinito\",(I384+U384+AG384)/(AI384+R384)),IF(D384=\"C\",IF(AI384+R384+AJ384=0,\"Infinito\",(I384+U384+AG384)/(AI384+R384)),IF(AI384+R384+AJ384=0,\"Infinito\",(I384+U384+AG384)/(AI384+R384+AJ384))))","v":5498.1071428571422},{"$f":"IF(BG384<1.4,\"1\", IF(BG384<3,\"2\", IF(BG384<9,\"3\", \"4\")))","v":"4"},{"$f":"IF(BG384<1.4,\"ROJO\", IF(BG384<3,\"AMARILLO\", IF(BG384<9,\"VERDE\", \"AZUL\")))","v":"AZUL"},{"$f":"IF(BG384<1.4,\"Déficit\", IF(BG384<3,\"Equilibrio\", IF(BG384<9,\"Disponibilidad\", \"Abundante\")))","v":"Abundante"},{"$f":"IF(I384+U384+AG384<=0,0,I384+U384+AG384)","v":153.94699999999997},{"$f":"IF(D384=\"MAR\",AI384+R384,IF(D384=\"C\",AI384+R384,AI384+R384+AJ384))","v":2.8000000000000001E-2},{"$f":"BK384/BL384","v":5498.1071428571422},{"$f":"IF(BM384-BG384=0,\"\",\"CHECAR\")","v":""}]
[]
[null,null,null,null,null,null,null,null,null,null,null,null,null,null,null,null,null,null,null,null,null,null,null,null,null,null,null,null,null,null,null,null,null,null,null,null,null,"Comprobación  ",null,null,null,null,null,null,null,null,null,null,null,null,null,null,null,"Cuenca o RH","SDxx   ",null,"Ab   "]
[null,null,null,null,null,null,null,null,null,null,null,null,null,null,null,null,null,null,null,null,null,null,null,null,null,null,null,null,null,null,null,null,null,null,null,null,null,null,null,null,null,null,null,null,null,null,null,null,null,null,null,null,null,3,{"$f":"BC130+BC134","v":0},"Mm3",{"$f":"T134","v":0},"Mm3"]
[null,null,null,null,null,null,null,null,null,null,null,null,null,null,null,null,null,null,null,null,null,null,null,null,null,null,null,null,null,null,null,null,null,null,null,null,null,null,null,null,null,null,null,null,null,null,null,null,null,null,null,null,null,4,{"$f":"BC132+BC136","v":0},"Mm3",{"$f":"T136","v":0},"Mm3"]
[null,null,null,null,null,null,null,null,null,null,null,null,null,null,null,null,null,null,null,null,null,null,null,null,null,null,null,null,null,null,null,null,null,null,null,null,null,null,null,null,null,null,null,null,null,null,null,null,null,null,null,null,null,"Tonalá",{"$f":"SUM(BC180:BD196)","v":17.468996743827816},"Mm3",{"$f":"SUM(T190:T196)","v":2543.0033437020593},"Mm3"]
[null,null,null,null,null,null,null,null,null,null,null,null,null,null,null,null,null,null,null,null,null,null,null,null,null,null,null,null,null,null,null,null,null,null,null,null,null,null,null,null,null,null,null,null,null,null,null,null,null,null,null,null,null,"RH 30",{"$f":"SUM(BC198:BD314)+SUM(BC320:BD384)","v":86459.215234125411},"Mm3",{"$f":"T272+T274+T360+T364+T366+SUM(T376:T384)","v":54727.207999999999},"Mm3"]

{"sheet":"RH-31","index":30,"n_rows":342,"n_cols":66,"rows_kept":342,"cut":false,"hidden":false,"merged":[[1,1,1,14],[2,1,2,14]]}
[]
[null,"GERENCIA DE AGUAS SUPERFICIALES E INGENIERÍA DE RÍOS"]
[null,"REGION HIDROLOGICA No 31"]
[null,null,null,null,null,null,null,null,"YUCATAN OESTE"]
[null,"SUBREGION HIDROLOGICA RÍO CHAMPOTON"]
[]
[]
["Cuenca","Nombre","Cp","Ar","Uc (a)","Uc (b)","Uc (c)","Uc","R","Im","Ex","Ev ","Δv","Ab","Rxy","Ab - Rxy","D",null,"ECUACIONES"]
[1,"Río Champotón 1",602.01300000000003,{"$f":"I88","v":0},2.088911,0,0,{"$f":"E9+F9+G9","v":2.088911},0,0,0,0,0,{"$f":"$S$88","v":599.92408899999998},{"$f":"$BE$88","v":0.46451237622594022},{"$f":"N9-O9","v":599.45957662377407},{"$f":"IF(BF88<0,0,BF88)","v":599.45957662377407}]
[2,"Río Champotón 2",116.197,{"$f":"I90","v":599.92408899999998},0.55448200000000003,0,0,0.55448200000000003,0,0,0,0,0,{"$f":"$S$90","v":715.56660699999998},{"$f":"$BE$90","v":0},715.56660699999998,{"$f":"IF(BF90<0,0,BF90)","v":715.56660699999998},null,"Ab = Cp + Ar + R + Im - (Uc(a) +Uc(b) +Uc(c) + Ev + Ex + Av)"]
[3,"Campeche",0,0,0,0,0,0,0,0,0,0,0,{"$f":"C11+D11+I11+J11-H11-K11-L11-M11","v":0},0,0,{"$f":"P11","v":0},null,"D = Ab - Rxy"]
[4,"Arroyo Siho",5.306,0,2.3E-3,0,0,2.3E-3,0,0,0,0,0,{"$f":"C12+D12+I12+J12-H12-K12-L12-M12","v":5.3037000000000001},0,5.3037000000000001,{"$f":"P12","v":5.3037000000000001}]
[5,"Calakmul",3.8140000000000001,0,3.6219999999999998E-3,0,0,3.6219999999999998E-3,0,0,0,0,0,{"$f":"C13+D13+I13+J13-H13-K13-L13-M13","v":3.810378},0,3.810378,{"$f":"P13","v":3.810378},null,"SIMBOLOGIA"]
[6,"Vicente Guerrero",0,0,0,0,0,0,0,0,0,0,0,{"$f":"C14+D14+I14+J14-H14-K14-L14-M14","v":0},0,0,{"$f":"P14","v":0}]
[7,"La Malinche",7.5540000000000003,0,7.3399999999999995E-4,0,0,7.3399999999999995E-4,0,0,0,0,0,{"$f":"C15+D15+I15+J15-H15-K15-L15-M15","v":7.5532660000000007},0,7.5532660000000007,{"$f":"P15","v":7.5532660000000007},null,"Cp.- Volumen medio anual de escurrimiento natural "]
[null,"TOTAL",{"$f":"SUM(C9:C15)","v":734.88400000000001},null,{"$f":"SUM(E9:E15)","v":2.6500490000000001},{"$f":"SUM(F9:F15)","v":0},0,2.6500490000000001,0,0,0,0,0,null,null,null,{"$f":"Q10+Q11+Q12+Q13+Q14+Q15","v":732.23395100000005},null,"Ar.- Volumen medio anual de escurrimiento desde la cuenca aguas arriba"]
["Valores  en millones de metros cúbicos",null,null,null,null,null,null,null,null,null,null,null,null,null,null,null,null,null,"Uc (a).- Volumen anual de extracción de agua superficial mediante títulos inscritos actualmente en el REPDA"]
[null,null,null,null,null,null,null,null,null,null,null,null,null,null,null,null,null,null,"Uc (b).- Volumen anual de extracción de agua superficial de títulos en proceso de inscripción en el REPDA"]
[null,null,null,null,null,null,null,null,null,null,null,null,null,null,null,null,null,null,"Uc (c).- Volumen anual correspondiente a las reservas y las zonas reglamentadas"]
[null,null,null,null,null,null,null,null,null,null,null,null,null,null,null,null,null,null,"R.- Volumen anual de retornos"]
[null,null,null,null,null,null,null,null,null,null,null,null,null,null,null,null,null,null,"Im.- Volumen anual de importaciones"]
[null,null,null,null,null,null,null,null,null,null,null,null,null,null,null,null,null,null,"Ex.- Volumen anual de exportaciones"]
[null,null,null,null,null,null,null,null,null,null,null,null,null,null,null,null,null,null,"Ev.- Volumen medio anual de evaporación en embalses"]
[null,null,null,null,null,null,null,null,null,null,null,null,null,null,null,null,null,null,"Av.- Volumen medio anual de variación de almacenamiento en embalses"]
[null,null,null,null,null,null,null,null,null,null,null,null,null,null,null,null,null,null,"Ab.- Volumen medio anual de escurrimiento de la cuenca hacia aguas abajo "]
[null,null,null,null,null,null,null,null,null,null,null,null,null,null,null,null,null,null,"Rxy.- Volumen anual actual comprometido aguas abajo y volumenes decretados para reservas medio ambiente"]
[null,null,null,null,null,null,null,null,null,null,null,null,null,null,null,null,null,null,"D.- Disponibilidad media anual de agua superficial en la cuenca hidrológica "]
[]
[]
[]
[]
[]
[]
[]
[]
[]
[]
[]
[]
[]
[]
[]
[]
[]
[]
[]
[]
[]
[]
[]
[]
[]
[]
[]
[]
[]
[]
[]
[]
[]
[]
[]
[]
[]
[]
[]
[]
[]
[]
[]
[]
[]
[]
[]
[]
[]
[]
[]
[]
[]
[]
[]
[]
[]
[]
["Cuenca Río Matape"]
[null,null,null,null,null,null,null,null,null,null,null,null,null,null,null,null,null,null,null,null,{"$f":"IF(U88=0,\"\",U88/(SUM($U88:$AG88)))","v":1},{"$f":"IF(V88=0,\"\",V88/(SUM($U88:$AG88)))","v":""},{"$f":"IF(W88=0,\"\",W88/(SUM($U88:$AG88)))","v":""},{"$f":"IF(X88=0,\"\",X88/(SUM($U88:$AG88)))","v":""},"","","","","","","","","",{"$f":"SUM(U87:AG87)","v":1},null,null,null,null,null,{"$f":"IF(U87=0,\"\",U87)","v":1},{"$f":"IF(V87=0,\"\",V87)","v":""},{"$f":"IF(W87=0,\"\",W87)","v":""},{"$f":"IF(X87=0,\"\",X87)","v":""},{"$f":"IF(Y87=0,\"\",Y87)","v":""},"","","","","","",{"$f":"IF(AF87=0,\"\",AF87)","v":""},{"$f":"IF(AG87=0,\"\",AG87)","v":""},{"$f":"SUM(AN87:AZ87)","v":1}]
["A",{"$f":"A88","v":"A"},{"$f":"A88","v":"A"},"B",null,null,null,{"$f":"C9","v":602.01300000000003},null,{"$f":"J9","v":0},{"$f":"I9","v":0},{"$f":"SUM(H88:K88)","v":602.01300000000003},{"$f":"H9","v":2.088911},{"$f":"L9","v":0},{"$f":"K9","v":0},{"$f":"SUM(M88:O88)","v":2.088911},{"$f":"+P88","v":2.088911},{"$f":"M9","v":0},{"$f":"L88-Q88-R88","v":599.92408899999998},{"$f":"IF(S88<0,0,S88)","v":599.92408899999998},{"$f":"K88+H88","v":602.01300000000003},null,null,null,null,null,null,null,null,null,null,null,{"$f":"J88","v":0},{"$f":"SUM(U88:AG88)","v":602.01300000000003},{"$f":"+Q88","v":2.088911},{"$f":"(AI90+R90)*V89","v":0.46451237622594022},{"$f":"AI88+R88+AJ88","v":2.5534233762259402},{"$f":"IF(AG88>0,(AI88+R88+AJ88)*AG87,\"\")","v":""},{"$f":"SUM(AI88:AK88)","v":5.1068467524518804},{"$f":"IF(AN87=\"\",\"\",$AM88*AN87)","v":5.1068467524518804},"","","","","","","","","","","","",{"$f":"SUM(AN88:AZ88)","v":5.1068467524518804},{"$f":"+U88","v":602.01300000000003},{"$f":"IF(D88=\"MAR\",IF((BB88-AJ88)<0,0,BB88-AJ88),IF(D88=\"Cerrada\",IF((BB88-AJ88)<0,0,BB88-AJ88),IF((BB88-AK88)<0,0,BB88-AK88)))","v":599.45957662377407},{"$f":"IF(AG88=0,\"\",IF(AG88-AL88<0,0,AG88-AL88))","v":""},{"$f":"IF(D88=\"MAR\",0,IF(D88=\"Cerrada\",0,AJ88))","v":0.46451237622594022},{"$f":"IF(T88-BE88<0,0,T88-BE88)","v":599.45957662377407},{"$f":"IF(D88=\"MAR\",IF(AI88+R88+AJ88=0,\"Infinito\",(I88+U88+AG88)/(AI88+R88)),IF(D88=\"Cerrada\",IF(AI88+R88+AJ88=0,\"Infinito\",(I88+U88+AG88)/(AI88+R88)),IF(AI88+R88+AJ88=0,\"Infinito\",(I88+U88+AG88)/(AI88+R88+AJ88))))","v":235.76701208469348},{"$f":"IF(BG88<1.4,\"1\", IF(BG88<3,\"2\", IF(BG88<9,\"3\", \"4\")))","v":"4"},{"$f":"IF(BG88<1.4,\"ROJO\", IF(BG88<3,\"AMARILLO\", IF(BG88<9,\"VERDE\", \"AZUL\")))","v":"AZUL"},{"$f":"IF(BG88<1.4,\"Déficit\", IF(BG88<3,\"Equilibrio\", IF(BG88<9,\"Disponibilidad\", \"Abundante\")))","v":"Abundante"},{"$f":"I88+U88+AG88","v":602.01300000000003},{"$f":"IF(D88=\"MAR\",AI88+R88,IF(D88=\"Cerrada\",AI88+R88,AI88+R88+AJ88))","v":2.5534233762259402},{"$f":"BK88/BL88","v":235.76701208469348},{"$f":"IF(BM88-BG88=0,\"\",\"CHECAR\")","v":""}]
[null,null,null,null,null,null,null,null,null,null,null,null,null,null,null,null,null,null,null,null,{"$f":"IF(U90=0,\"\",U90/(SUM($U90:$AG90)))","v":0.16225887183724597},{"$f":"IF(V90=0,\"\",V90/(SUM($U90:$AG90)))","v":0.83774112816275403},{"$f":"IF(W90=0,\"\",W90/(SUM($U90:$AG90)))","v":""},{"$f":"IF(X90=0,\"\",X90/(SUM($U90:$AG90)))","v":""},"","","","","","","","","",{"$f":"SUM(U89:AG89)","v":1},null,null,null,null,null,{"$f":"IF(U89=0,\"\",U89)","v":0.16225887183724597},{"$f":"IF(V89=0,\"\",V89)","v":0.83774112816275403},{"$f":"IF(W89=0,\"\",W89)","v":""},{"$f":"IF(X89=0,\"\",X89)","v":""},"","","","","","","","","",{"$f":"SUM(AN89:AZ89)","v":1}]
["B",{"$f":"A90","v":"B"},{"$f":"A90","v":"B"},"MAR",null,null,null,{"$f":"C10","v":116.197},{"$f":"T88","v":599.92408899999998},{"$f":"J10","v":0},{"$f":"I10","v":0},{"$f":"SUM(H90:K90)","v":716.12108899999998},{"$f":"H10","v":0.55448200000000003},{"$f":"L10","v":0},{"$f":"K10","v":0},{"$f":"SUM(M90:O90)","v":0.55448200000000003},{"$f":"+P90","v":0.55448200000000003},{"$f":"M10","v":0},{"$f":"L90-Q90-R90","v":715.56660699999998},{"$f":"IF(S90<0,0,S90)","v":715.56660699999998},{"$f":"K90+H90","v":116.197},{"$f":"T88","v":599.92408899999998},null,null,null,null,null,null,null,null,null,null,{"$f":"J90","v":0},{"$f":"SUM(U90:AG90)","v":716.12108899999998},{"$f":"+Q90","v":0.55448200000000003},{"$f":"(AI90+R90)*U89","v":8.9969623774059829E-2},null,{"$f":"IF(AG90>0,(AI90+R90)*AG89,\"\")","v":""},{"$f":"SUM(AI90:AK90)","v":0.64445162377405985},{"$f":"IF(AN89=\"\",\"\",$AM90*AN89)","v":0.10456799342726023},0.53988363034679965,"","","","","","","","","","","",{"$f":"SUM(AN90:AZ90)","v":0.64445162377405985},{"$f":"+U90","v":116.197},{"$f":"IF(D90=\"MAR\",IF((BB90-AJ90)<0,0,BB90-AJ90),IF(D90=\"Cerrada\",IF((BB90-AJ90)<0,0,BB90-AJ90),IF((BB90-AK90)<0,0,BB90-AK90)))","v":116.10703037622595},{"$f":"IF(AG90=0,\"\",IF(AG90-AL90<0,0,AG90-AL90))","v":""},{"$f":"IF(D90=\"MAR\",0,IF(D90=\"Cerrada\",0,AJ90))","v":0},{"$f":"IF(T90-BE90<0,0,T90-BE90)","v":715.56660699999998},{"$f":"IF(D90=\"MAR\",IF(AI90+R90+AJ90=0,\"Infinito\",(I90+U90+AG90)/(AI90+R90)),IF(D90=\"Cerrada\",IF(AI90+R90+AJ90=0,\"Infinito\",(I90+U90+AG90)/(AI90+R90)),IF(AI90+R90+AJ90=0,\"Infinito\",(I90+U90+AG90)/(AI90+R90+AJ90))))","v":1291.5136812376236},{"$f":"IF(BG90<1.4,\"1\", IF(BG90<3,\"2\", IF(BG90<9,\"3\", \"4\")))","v":"4"},{"$f":"IF(BG90<1.4,\"ROJO\", IF(BG90<3,\"AMARILLO\", IF(BG90<9,\"VERDE\", \"AZUL\")))","v":"AZUL"},{"$f":"IF(BG90<1.4,\"Déficit\", IF(BG90<3,\"Equilibrio\", IF(BG90<9,\"Disponibilidad\", \"Abundante\")))","v":"Abundante"},{"$f":"IF(I90+U90+AG90<=0,0,I90+U90+AG90)","v":716.12108899999998},{"$f":"IF(D90=\"MAR\",AI90+R90,IF(D90=\"Cerrada\",AI90+R90,AI90+R90+AJ90))","v":0.55448200000000003},{"$f":"BK90/BL90","v":1291.5136812376236},{"$f":"IF(BM90-BG90=0,\"\",\"CHECAR\")","v":""}]
[]
[null,null,null,null,null,null,null,null,null,null,null,null,null,null,null,null,null,null,null,null,null,null,null,null,null,null,null,null,null,null,null,null,null,null,null,null,null,"Comprobación  ",null,null,null,null,null,null,null,null,null,null,null,null,null,null,null,"SDxx   ",null,null,"Ab   "]
[null,null,null,null,null,null,null,null,null,null,null,null,null,null,null,null,null,null,null,null,null,null,null,null,null,null,null,null,null,null,null,null,null,null,null,null,null,null,null,null,null,null,null,null,null,null,null,null,null,null,null,null,null,{"$f":"SUM(BC88:BD90)","v":715.56660699999998},"Mm3",null,{"$f":"T90","v":715.56660699999998},"Mm3"]
[]
["Disponibilidad Río Grijalva (cuencas 36, 37 y 74) =",null,null,null,null,null,null,null,{"$f":"P44+P45+P82","v":0}]
["Disponibilidad Total de la zona hidrológica Grijalva-Usumacinta  =",null,null,null,null,null,null,null,{"$f":"I95+I94","v":0}]
[]
[]
[]
[]
[]
[]
[]
[]
[]
[]
[]
[]
[]
[]
[]
[]
[]
[]
[]
[]
[]
[]
[]
[]
[]
[]
[]
[]
[]
[]
[]
[]
[]
[]
[]
[]
[]
[]
[]
[]
[]
["Cuenca","Nombre","Cp","Ar","Uc (a)","Uc (b)","Uc (c)","Uc","R","Im","Ev ","Ab","Rxy","Ab - Rxy","D"]
[null,"Pertenece a Guatemala y aporta su caudal a la subcuenca 41.",1370.5740000000001,{"$f":"I155","v":0},null,null,null,{"$f":"E139+F139+G139","v":0},null,0,0,{"$f":"$S$155","v":1370.5740000000001},{"$f":"IF(D155=\"mar\",0,IF(D155=\"C\",0,AJ155))","v":3411.1266610306016},{"$f":"L139-M139","v":-2040.5526610306015},{"$f":"IF(BF155<0,0,BF155)","v":0}]
[null,"Pertenece a Guatemala y aporta su caudal a la subcuenca 42.",2212.9250000000002,{"$f":"I157","v":0},null,null,null,0,null,0,0,{"$f":"$S$157","v":2212.9250000000002},{"$f":"IF(D157=\"mar\",0,IF(D157=\"C\",0,AJ157))","v":5507.5946652969205},-3294.6696652969204,{"$f":"IF(BF157<0,0,BF157)","v":0}]
[null,"Pertenece a Guatemala y aporta su caudal a la subcuenca 96.",3973.165,{"$f":"$I$267","v":0},null,null,null,0,null,null,null,{"$f":"$S$267","v":3973.165},{"$f":"IF(D267=\"mar\",0,IF(D267=\"C\",0,AJ267))","v":7889.160388284381},-3915.9953882843811,{"$f":"IF(BF267<0,0,BF267)","v":0}]
[null,"Pertenece a Guatemala y aporta su caudal a la subcuenca 97.",1921.0530000000001,{"$f":"$I$269","v":0},null,null,null,0,null,null,null,{"$f":"$S$269","v":1921.0530000000001},{"$f":"IF(D269=\"mar\",0,IF(D269=\"C\",0,AJ269))","v":3814.4640938382568},-1893.4110938382566,{"$f":"IF(BF269<0,0,BF269)","v":0}]
[null,"Pertenece a Guatemala y aporta su caudal a la subcuenca 106.",710.69399999999996,{"$f":"$I$295","v":0},null,null,null,0,null,null,null,{"$f":"$S$295","v":710.69399999999996},{"$f":"IF(D295=\"mar\",0,IF(D295=\"C\",0,AJ295))","v":1411.161870446201},-700.467870446201,{"$f":"IF(BF295<0,0,BF295)","v":0}]
[null,"Pertenece a Guatemala y aporta su caudal a la subcuenca 109.",1967.7809999999999,{"$f":"$I$299","v":0},null,null,null,0,null,null,null,{"$f":"$S$299","v":1967.7809999999999},{"$f":"IF(D299=\"mar\",0,IF(D299=\"C\",0,AJ299))","v":3907.2477276978498},-1939.4667276978498,{"$f":"IF(BF299<0,0,BF299)","v":0}]
[null,"Pertenece a Guatemala y aporta su caudal a la subcuenca 111.",28444.109,{"$f":"$I$301","v":0},null,null,null,0,null,null,null,{"$f":"$S$301","v":28444.109},{"$f":"IF(D301=\"mar\",0,IF(D301=\"C\",0,AJ301))","v":56478.937573154719},-28034.828573154718,{"$f":"IF(BF301<0,0,BF301)","v":0}]
[null,"Pertenece a Guatemala y aporta su caudal a la subcuenca 114.",3219.328,{"$f":"$I$305","v":0},null,null,null,0,null,null,null,{"$f":"$S$305","v":3219.328},{"$f":"IF(D305=\"mar\",0,IF(D305=\"C\",0,AJ305))","v":6392.3332996477066},-3173.0052996477066,{"$f":"IF(BF305<0,0,BF305)","v":0}]
[]
[]
["No LINEA","CUENCA O REGION","CONEXION",null,null,null,null,"OFERTA  POTENCIAL",null,null,null,null,"DEMANDA CONSUNTIVA",null,null,null,null,null,null,null,"OFERTA REAL",null,null,null,null,null,null,null,null,null,null,null,null,null,"EXTRACC Y VOLS RESERV PARA A ABAJO",null,null,null,null,null,null,null,null,null,null,null,null,null,null,null,null,null,null,"POR CUENCA PROPIA",null,null,"A LA SAL. DEL C PRINCIPAL",null,"DISPONIBILIDAD RELATIVA",null,null,null,"OFERTA - DEMANDA"]
[null,"HIDROLOGICA","DE ","HACIA",null,null,null,"Cp","Cp A Arriba","Im","R","TOTAL","Uc","Ev","Ex","TOTAL","TOTAL ACUM.","Dv","Ab","Ab","Cp","Ar1","Ar2","Ar3","Ar4","Ar5","Ar6","Ar7","Ar8","Ar9","Ar10","Ar11","Im","TOTAL","Uc","Re1","Re2","RImp","TOTAL","para Cp","para Ar1","para Ar2","para Ar3","para Ar4","para Ar5","para Ar6","para Ar7","para Ar8","para Ar9","para Ar10","para Ar11","para Im","TOTAL","RESERVADO","DISPONIBLE","DImp","RESERVADO","DISPONIBLE","INDICE","CLAVE","COLOR",null,"OFERTA","DEMANDA","Indice"]
["Cuenca Río Bravo"]
[null,null,null,null,null,null,null,null,null,null,null,null,null,null,null,null,null,null,null,null,{"$f":"IF(U153=0,\"\",U153/(SUM($U153:$AG153)))","v":1},"","","","","","","","","","","","",{"$f":"SUM(U152:AG152)","v":1},null,null,null,null,null,{"$f":"IF(U152=0,\"\",U152)","v":1},"","","","","","","","","","","","",{"$f":"SUM(AN152:AZ152)","v":1}]
[34,{"$f":"A153","v":34},{"$f":"A153","v":34},41,null,null,null,{"$f":"C9","v":602.01300000000003},null,{"$f":"J9","v":0},{"$f":"I9","v":0},{"$f":"SUM(H153:K153)","v":602.01300000000003},{"$f":"H9","v":2.088911},{"$f":"L9","v":0},0,{"$f":"SUM(M153:O153)","v":2.088911},{"$f":"+P153","v":2.088911},0,{"$f":"L153-Q153-R153","v":599.92408899999998},{"$f":"IF(S153<0,0,S153)","v":599.92408899999998},{"$f":"K153+H153","v":602.01300000000003},null,null,null,null,null,null,null,null,null,null,null,{"$f":"J153","v":0},602.01300000000003,{"$f":"+Q153","v":2.088911},{"$f":"(AI167+R167+AJ167)*V166","v":1493.1094961544545},{"$f":"(AI153+R153+AJ153)*U152","v":1495.1984071544546},{"$f":"IF(AG153>0,(AI153+R153+AJ153)*AG152,\"\")","v":""},{"$f":"SUM(AI153:AK153)","v":2990.3968143089091},{"$f":"IF(AN152=\"\",\"\",$AM153*AN152)","v":2990.3968143089091},"","","","","","","","","","","","",2990.3968143089091,{"$f":"+U153","v":602.01300000000003},{"$f":"IF(D153=\"MAR\",IF((BB153-AJ153)<0,0,BB153-AJ153),IF(D153=\"C\",IF((BB153-AJ153)<0,0,BB153-AJ153),IF((BB153-AK153)<0,0,BB153-AK153)))","v":0},{"$f":"IF(AG153=0,\"\",IF(AG153-AL153<0,0,AG153-AL153))","v":""},{"$f":"IF(D153=\"MAR\",0,IF(D153=\"C\",0,AJ153))","v":1493.1094961544545},{"$f":"IF(T153-BE153<0,0,T153-BE153)","v":0},{"$f":"IF(D153=\"MAR\",IF(AI153+R153+AJ153=0,\"Infinito\",(I153+U153+AG153)/(AI153+R153)),IF(D153=\"C\",IF(AI153+R153+AJ153=0,\"Infinito\",(I153+U153+AG153)/(AI153+R153)),IF(AI153+R153+AJ153=0,\"Infinito\",(I153+U153+AG153)/(AI153+R153+AJ153))))","v":0.40263084626053369},{"$f":"IF(BG153<1.4,\"1\", IF(BG153<3,\"2\", IF(BG153<9,\"3\", \"4\")))","v":"1"},{"$f":"IF(BG153<1.4,\"ROJO\", IF(BG153<3,\"AMARILLO\", IF(BG153<9,\"VERDE\", \"AZUL\")))","v":"ROJO"},{"$f":"IF(BG153<1.4,\"Déficit\", IF(BG153<3,\"Equilibrio\", IF(BG153<9,\"Disponibilidad\", \"Abundante\")))","v":"Déficit"},{"$f":"IF(I153+U153+AG153<=0,0,I153+U153+AG153)","v":602.01300000000003},{"$f":"IF(D153=\"MAR\",AI153+R153,IF(D153=\"C\",AI153+R153,AI153+R153+AJ153))","v":1495.1984071544546},{"$f":"BK153/BL153","v":0.40263084626053369},{"$f":"IF(BM153-BG153=0,\"\",\"CHECAR\")","v":""}]
[null,null,null,null,null,null,null,null,null,null,null,null,null,null,null,null,null,null,null,null,{"$f":"IF(U155=0,\"\",U155/(SUM($U155:$AG155)))","v":1},"","","","","","","","","","","","",1,null,null,null,null,null,{"$f":"IF(U154=0,\"\",U154)","v":1},"","","","","","","","","","","","",1]
[35,{"$f":"A155","v":35},{"$f":"A155","v":35},41,null,null,null,{"$f":"C139","v":1370.5740000000001},null,{"$f":"J139","v":0},{"$f":"I139","v":0},{"$f":"SUM(H155:K155)","v":1370.5740000000001},{"$f":"H139","v":0},{"$f":"K139","v":0},0,{"$f":"SUM(M155:O155)","v":0},{"$f":"+P155","v":0},0,{"$f":"L155-Q155-R155","v":1370.5740000000001},{"$f":"IF(S155<0,0,S155)","v":1370.5740000000001},{"$f":"K155+H155","v":1370.5740000000001},null,null,null,null,null,null,null,null,null,null,null,{"$f":"J155","v":0},1370.5740000000001,{"$f":"+Q155","v":0},{"$f":"(AI167+R167+AJ167)*W166","v":3411.1266610306016},{"$f":"(AI155+R155+AJ155)*U154","v":3411.1266610306016},{"$f":"IF(AG155>0,(AI155+R155+AJ155)*AG154,\"\")","v":""},{"$f":"SUM(AI155:AK155)","v":6822.2533220612031},{"$f":"IF(AN154=\"\",\"\",$AM155*AN154)","v":6822.2533220612031},"","","","","","","","","","","","",6822.2533220612031,{"$f":"+U155","v":1370.5740000000001},{"$f":"IF(D155=\"MAR\",IF((BB155-AJ155)<0,0,BB155-AJ155),IF(D155=\"C\",IF((BB155-AJ155)<0,0,BB155-AJ155),IF((BB155-AK155)<0,0,BB155-AK155)))","v":0},{"$f":"IF(AG155=0,\"\",IF(AG155-AL155<0,0,AG155-AL155))","v":""},{"$f":"IF(D155=\"MAR\",0,IF(D155=\"C\",0,AJ155))","v":3411.1266610306016},{"$f":"IF(T155-BE155<0,0,T155-BE155)","v":0},{"$f":"IF(D155=\"MAR\",IF(AI155+R155+AJ155=0,\"Infinito\",(I155+U155+AG155)/(AI155+R155)),IF(D155=\"C\",IF(AI155+R155+AJ155=0,\"Infinito\",(I155+U155+AG155)/(AI155+R155)),IF(AI155+R155+AJ155=0,\"Infinito\",(I155+U155+AG155)/(AI155+R155+AJ155))))","v":0.401795106484234},{"$f":"IF(BG155<1.4,\"1\", IF(BG155<3,\"2\", IF(BG155<9,\"3\", \"4\")))","v":"1"},{"$f":"IF(BG155<1.4,\"ROJO\", IF(BG155<3,\"AMARILLO\", IF(BG155<9,\"VERDE\", \"AZUL\")))","v":"ROJO"},{"$f":"IF(BG155<1.4,\"Déficit\", IF(BG155<3,\"Equilibrio\", IF(BG155<9,\"Disponibilidad\", \"Abundante\")))","v":"Déficit"},{"$f":"IF(I155+U155+AG155<=0,0,I155+U155+AG155)","v":1370.5740000000001},{"$f":"IF(D155=\"MAR\",AI155+R155,IF(D155=\"C\",AI155+R155,AI155+R155+AJ155))","v":3411.1266610306016},{"$f":"BK155/BL155","v":0.401795106484234},{"$f":"IF(BM155-BG155=0,\"\",\"CHECAR\")","v":""}]
[null,null,null,null,null,null,null,null,null,null,null,null,null,null,null,null,null,null,null,null,{"$f":"IF(U157=0,\"\",U157/(SUM($U157:$AG157)))","v":1},"","","","","","","","","","","","",1,null,null,null,null,null,{"$f":"IF(U156=0,\"\",U156)","v":1},"","","","","","","","","","","","",1]
[36,{"$f":"A157","v":36},{"$f":"A157","v":36},42,null,null,null,{"$f":"C140","v":2212.9250000000002},null,{"$f":"J140","v":0},{"$f":"I140","v":0},2212.9250000000002,{"$f":"H140","v":0},{"$f":"K140","v":0},0,{"$f":"SUM(M157:O157)","v":0},0,0,{"$f":"L157-Q157-R157","v":2212.9250000000002},{"$f":"IF(S157<0,0,S157)","v":2212.9250000000002},{"$f":"K157+H157","v":2212.9250000000002},null,null,null,null,null,null,null,null,null,null,null,{"$f":"J157","v":0},2212.9250000000002,{"$f":"+Q157","v":0},{"$f":"(AI169+R169+AJ169)*V168","v":5507.5946652969205},{"$f":"(AI157+R157+AJ157)*U156","v":5507.5946652969205},{"$f":"IF(AG157>0,(AI157+R157+AJ157)*AG156,\"\")","v":""},{"$f":"SUM(AI157:AK157)","v":11015.189330593841},{"$f":"IF(AN156=\"\",\"\",$AM157*AN156)","v":11015.189330593841},"","","","","","","","","","","","",11015.189330593841,{"$f":"+U157","v":2212.9250000000002},{"$f":"IF(D157=\"MAR\",IF((BB157-AJ157)<0,0,BB157-AJ157),IF(D157=\"C\",IF((BB157-AJ157)<0,0,BB157-AJ157),IF((BB157-AK157)<0,0,BB157-AK157)))","v":0},{"$f":"IF(AG157=0,\"\",IF(AG157-AL157<0,0,AG157-AL157))","v":""},{"$f":"IF(D157=\"MAR\",0,IF(D157=\"C\",0,AJ157))","v":5507.5946652969205},{"$f":"IF(T157-BE157<0,0,T157-BE157)","v":0},{"$f":"IF(D157=\"MAR\",IF(AI157+R157+AJ157=0,\"Infinito\",(I157+U157+AG157)/(AI157+R157)),IF(D157=\"C\",IF(AI157+R157+AJ157=0,\"Infinito\",(I157+U157+AG157)/(AI157+R157)),IF(AI157+R157+AJ157=0,\"Infinito\",(I157+U157+AG157)/(AI157+R157+AJ157))))","v":0.40179518183201285},{"$f":"IF(BG157<1.4,\"1\", IF(BG157<3,\"2\", IF(BG157<9,\"3\", \"4\")))","v":"1"},{"$f":"IF(BG157<1.4,\"ROJO\", IF(BG157<3,\"AMARILLO\", IF(BG157<9,\"VERDE\", \"AZUL\")))","v":"ROJO"},{"$f":"IF(BG157<1.4,\"Déficit\", IF(BG157<3,\"Equilibrio\", IF(BG157<9,\"Disponibilidad\", \"Abundante\")))","v":"Déficit"},{"$f":"IF(I157+U157+AG157<=0,0,I157+U157+AG157)","v":2212.9250000000002},{"$f":"IF(D157=\"MAR\",AI157+R157,IF(D157=\"C\",AI157+R157,AI157+R157+AJ157))","v":5507.5946652969205},{"$f":"BK157/BL157","v":0.40179518183201285},{"$f":"IF(BM157-BG157=0,\"\",\"CHECAR\")","v":""}]
[null,null,null,null,null,null,null,null,null,null,null,null,null,null,null,null,null,null,null,null,{"$f":"IF(U159=0,\"\",U159/(SUM($U159:$AG159)))","v":1},"","","","","","","","","","","","",1,null,null,null,null,null,{"$f":"IF(U158=0,\"\",U158)","v":1},"","","","","","","","","","","","",1]
[37,{"$f":"A159","v":37},{"$f":"A159","v":37},42,null,null,null,{"$f":"C10","v":116.197},null,{"$f":"J10","v":0},{"$f":"I10","v":0},116.197,{"$f":"H10","v":0.55448200000000003},{"$f":"L10","v":0},0,{"$f":"SUM(M159:O159)","v":0.55448200000000003},0.55448200000000003,0,{"$f":"L159-Q159-R159","v":115.64251800000001},{"$f":"IF(S159<0,0,S159)","v":115.64251800000001},{"$f":"K159+H159","v":116.197},null,null,null,null,null,null,null,null,null,null,null,{"$f":"J159","v":0},116.197,{"$f":"+Q159","v":0.55448200000000003},{"$f":"(AI169+R169+AJ169)*W168","v":287.81459616494146},{"$f":"(AI159+R159+AJ159)*U158","v":288.36907816494147},{"$f":"IF(AG159>0,(AI159+R159+AJ159)*AG158,\"\")","v":""},{"$f":"SUM(AI159:AK159)","v":576.73815632988294},{"$f":"IF(AN158=\"\",\"\",$AM159*AN158)","v":576.73815632988294},"","","","","","","","","","","","",576.73815632988294,{"$f":"+U159","v":116.197},{"$f":"IF(D159=\"MAR\",IF((BB159-AJ159)<0,0,BB159-AJ159),IF(D159=\"C\",IF((BB159-AJ159)<0,0,BB159-AJ159),IF((BB159-AK159)<0,0,BB159-AK159)))","v":0},{"$f":"IF(AG159=0,\"\",IF(AG159-AL159<0,0,AG159-AL159))","v":""},{"$f":"IF(D159=\"MAR\",0,IF(D159=\"C\",0,AJ159))","v":287.81459616494146},{"$f":"IF(T159-BE159<0,0,T159-BE159)","v":0},{"$f":"IF(D159=\"MAR\",IF(AI159+R159+AJ159=0,\"Infinito\",(I159+U159+AG159)/(AI159+R159)),IF(D159=\"C\",IF(AI159+R159+AJ159=0,\"Infinito\",(I159+U159+AG159)/(AI159+R159)),IF(AI159+R159+AJ159=0,\"Infinito\",(I159+U159+AG159)/(AI159+R159+AJ159))))","v":0.40294542237131814},{"$f":"IF(BG159<1.4,\"1\", IF(BG159<3,\"2\", IF(BG159<9,\"3\", \"4\")))","v":"1"},{"$f":"IF(BG159<1.4,\"ROJO\", IF(BG159<3,\"AMARILLO\", IF(BG159<9,\"VERDE\", \"AZUL\")))","v":"ROJO"},{"$f":"IF(BG159<1.4,\"Déficit\", IF(BG159<3,\"Equilibrio\", IF(BG159<9,\"Disponibilidad\", \"Abundante\")))","v":"Déficit"},{"$f":"IF(I159+U159+AG159<=0,0,I159+U159+AG159)","v":116.197},{"$f":"IF(D159=\"MAR\",AI159+R159,IF(D159=\"C\",AI159+R159,AI159+R159+AJ159))","v":288.36907816494147},{"$f":"BK159/BL159","v":0.40294542237131814},{"$f":"IF(BM159-BG159=0,\"\",\"CHECAR\")","v":""}]
[null,null,null,null,null,null,null,null,null,null,null,null,null,null,null,null,null,null,null,null,{"$f":"IF(U161=0,\"\",U161/(SUM($U161:$AG161)))","v":""},"","","","","","","","","","","","",0,null,null,null,null,null,{"$f":"IF(U160=0,\"\",U160)","v":""},"","","","","","","","","","","","",0]
[38,{"$f":"A161","v":38},{"$f":"A161","v":38},42,null,null,null,{"$f":"C11","v":0},null,{"$f":"J11","v":0},{"$f":"I11","v":0},0,{"$f":"H11","v":0},{"$f":"L11","v":0},0,{"$f":"SUM(M161:O161)","v":0},0,0,{"$f":"L161-Q161-R161","v":0},{"$f":"IF(S161<0,0,S161)","v":0},{"$f":"K161+H161","v":0},null,null,null,null,null,null,null,null,null,null,null,{"$f":"J161","v":0},0,{"$f":"+Q161","v":0},{"$f":"(AI169+R169+AJ169)*X168","v":{"$error":"#VALUE!"}},{"$f":"(AI161+R161+AJ161)*U160","v":{"$error":"#VALUE!"}},{"$f":"IF(AG161>0,(AI161+R161+AJ161)*AG160,\"\")","v":""},{"$f":"SUM(AI161:AK161)","v":{"$error":"#VALUE!"}},{"$f":"IF(AN160=\"\",\"\",$AM161*AN160)","v":""},"","","","","","","","","","","","",0,{"$f":"+U161","v":0},{"$f":"IF(D161=\"MAR\",IF((BB161-AJ161)<0,0,BB161-AJ161),IF(D161=\"C\",IF((BB161-AJ161)<0,0,BB161-AJ161),IF((BB161-AK161)<0,0,BB161-AK161)))","v":{"$error":"#VALUE!"}},{"$f":"IF(AG161=0,\"\",IF(AG161-AL161<0,0,AG161-AL161))","v":""},{"$f":"IF(D161=\"MAR\",0,IF(D161=\"C\",0,AJ161))","v":{"$error":"#VALUE!"}},{"$f":"IF(T161-BE161<0,0,T161-BE161)","v":{"$error":"#VALUE!"}},{"$f":"IF(D161=\"MAR\",IF(AI161+R161+AJ161=0,\"Infinito\",(I161+U161+AG161)/(AI161+R161)),IF(D161=\"C\",IF(AI161+R161+AJ161=0,\"Infinito\",(I161+U161+AG161)/(AI161+R161)),IF(AI161+R161+AJ161=0,\"Infinito\",(I161+U161+AG161)/(AI161+R161+AJ161))))","v":{"$error":"#VALUE!"}},{"$f":"IF(BG161<1.4,\"1\", IF(BG161<3,\"2\", IF(BG161<9,\"3\", \"4\")))","v":{"$error":"#VALUE!"}},{"$f":"IF(BG161<1.4,\"ROJO\", IF(BG161<3,\"AMARILLO\", IF(BG161<9,\"VERDE\", \"AZUL\")))","v":{"$error":"#VALUE!"}},{"$f":"IF(BG161<1.4,\"Déficit\", IF(BG161<3,\"Equilibrio\", IF(BG161<9,\"Disponibilidad\", \"Abundante\")))","v":{"$error":"#VALUE!"}},{"$f":"IF(I161+U161+AG161<=0,0,I161+U161+AG161)","v":0},{"$f":"IF(D161=\"MAR\",AI161+R161,IF(D161=\"C\",AI161+R161,AI161+R161+AJ161))","v":{"$error":"#VALUE!"}},{"$f":"BK161/BL161","v":{"$error":"#VALUE!"}},{"$f":"IF(BM161-BG161=0,\"\",\"CHECAR\")","v":{"$error":"#VALUE!"}}]
[null,null,null,null,null,null,null,null,null,null,null,null,null,null,null,null,null,null,null,null,{"$f":"IF(U163=0,\"\",U163/(SUM($U163:$AG163)))","v":1},"","","","","","","","","","","","",1,null,null,null,null,null,{"$f":"IF(U162=0,\"\",U162)","v":1},"","","","","","","","","","","","",1]
[39,{"$f":"A163","v":39},{"$f":"A163","v":39},42,null,null,null,{"$f":"C12","v":5.306},null,{"$f":"J12","v":0},{"$f":"I12","v":0},5.306,{"$f":"H12","v":2.3E-3},{"$f":"L12","v":0},0,{"$f":"SUM(M163:O163)","v":2.3E-3},2.3E-3,0,{"$f":"L163-Q163-R163","v":5.3037000000000001},{"$f":"IF(S163<0,0,S163)","v":5.3037000000000001},{"$f":"K163+H163","v":5.306},null,null,null,null,null,null,null,null,null,null,null,{"$f":"J163","v":0},5.306,{"$f":"+Q163","v":2.3E-3},{"$f":"(AI169+R169+AJ169)*Y168","v":13.200008959334488},{"$f":"(AI163+R163+AJ163)*U162","v":13.202308959334488},{"$f":"IF(AG163>0,(AI163+R163+AJ163)*AG162,\"\")","v":""},{"$f":"SUM(AI163:AK163)","v":26.404617918668976},{"$f":"IF(AN162=\"\",\"\",$AM163*AN162)","v":26.404617918668976},"","","","","","","","","","","","",26.404617918668976,{"$f":"+U163","v":5.306},{"$f":"IF(D163=\"MAR\",IF((BB163-AJ163)<0,0,BB163-AJ163),IF(D163=\"C\",IF((BB163-AJ163)<0,0,BB163-AJ163),IF((BB163-AK163)<0,0,BB163-AK163)))","v":0},{"$f":"IF(AG163=0,\"\",IF(AG163-AL163<0,0,AG163-AL163))","v":""},{"$f":"IF(D163=\"MAR\",0,IF(D163=\"C\",0,AJ163))","v":13.200008959334488},{"$f":"IF(T163-BE163<0,0,T163-BE163)","v":0},{"$f":"IF(D163=\"MAR\",IF(AI163+R163+AJ163=0,\"Infinito\",(I163+U163+AG163)/(AI163+R163)),IF(D163=\"C\",IF(AI163+R163+AJ163=0,\"Infinito\",(I163+U163+AG163)/(AI163+R163)),IF(AI163+R163+AJ163=0,\"Infinito\",(I163+U163+AG163)/(AI163+R163+AJ163))))","v":0.4018993962604151},{"$f":"IF(BG163<1.4,\"1\", IF(BG163<3,\"2\", IF(BG163<9,\"3\", \"4\")))","v":"1"},{"$f":"IF(BG163<1.4,\"ROJO\", IF(BG163<3,\"AMARILLO\", IF(BG163<9,\"VERDE\", \"AZUL\")))","v":"ROJO"},{"$f":"IF(BG163<1.4,\"Déficit\", IF(BG163<3,\"Equilibrio\", IF(BG163<9,\"Disponibilidad\", \"Abundante\")))","v":"Déficit"},{"$f":"IF(I163+U163+AG163<=0,0,I163+U163+AG163)","v":5.306},{"$f":"IF(D163=\"MAR\",AI163+R163,IF(D163=\"C\",AI163+R163,AI163+R163+AJ163))","v":13.202308959334488},{"$f":"BK163/BL163","v":0.4018993962604151},{"$f":"IF(BM163-BG163=0,\"\",\"CHECAR\")","v":""}]
[null,null,null,null,null,null,null,null,null,null,null,null,null,null,null,null,null,null,null,null,{"$f":"IF(U165=0,\"\",U165/(SUM($U165:$AG165)))","v":1},"","","","","","","","","","","","",1,null,null,null,null,null,{"$f":"IF(U164=0,\"\",U164)","v":1},"","","","","","","","","","","","",1]
[40,{"$f":"A165","v":40},{"$f":"A165","v":40},43,null,null,null,{"$f":"C13","v":3.8140000000000001},null,{"$f":"J13","v":0},{"$f":"I13","v":0},3.8140000000000001,{"$f":"H13","v":3.6219999999999998E-3},{"$f":"L13","v":0},0,{"$f":"SUM(M165:O165)","v":3.6219999999999998E-3},3.6219999999999998E-3,0,{"$f":"L165-Q165-R165","v":3.810378},{"$f":"IF(S165<0,0,S165)","v":3.810378},{"$f":"K165+H165","v":3.8140000000000001},null,null,null,null,null,null,null,null,null,null,null,{"$f":"J165","v":0},3.8140000000000001,{"$f":"+Q165","v":3.6219999999999998E-3},{"$f":"(AI171+R171+AJ171)*V170","v":9.4630339974887203},{"$f":"(AI165+R165+AJ165)*U164","v":9.4666559974887203},{"$f":"IF(AG165>0,(AI165+R165+AJ165)*AG164,\"\")","v":""},{"$f":"SUM(AI165:AK165)","v":18.933311994977441},{"$f":"IF(AN164=\"\",\"\",$AM165*AN164)","v":18.933311994977441},"","","","","","","","","","","","",18.933311994977441,{"$f":"+U165","v":3.8140000000000001},{"$f":"IF(D165=\"MAR\",IF((BB165-AJ165)<0,0,BB165-AJ165),IF(D165=\"C\",IF((BB165-AJ165)<0,0,BB165-AJ165),IF((BB165-AK165)<0,0,BB165-AK165)))","v":0},{"$f":"IF(AG165=0,\"\",IF(AG165-AL165<0,0,AG165-AL165))","v":""},{"$f":"IF(D165=\"MAR\",0,IF(D165=\"C\",0,AJ165))","v":9.4630339974887203},{"$f":"IF(T165-BE165<0,0,T165-BE165)","v":0},{"$f":"IF(D165=\"MAR\",IF(AI165+R165+AJ165=0,\"Infinito\",(I165+U165+AG165)/(AI165+R165)),IF(D165=\"C\",IF(AI165+R165+AJ165=0,\"Infinito\",(I165+U165+AG165)/(AI165+R165)),IF(AI165+R165+AJ165=0,\"Infinito\",(I165+U165+AG165)/(AI165+R165+AJ165))))","v":0.40288777800859815},{"$f":"IF(BG165<1.4,\"1\", IF(BG165<3,\"2\", IF(BG165<9,\"3\", \"4\")))","v":"1"},{"$f":"IF(BG165<1.4,\"ROJO\", IF(BG165<3,\"AMARILLO\", IF(BG165<9,\"VERDE\", \"AZUL\")))","v":"ROJO"},{"$f":"IF(BG165<1.4,\"Déficit\", IF(BG165<3,\"Equilibrio\", IF(BG165<9,\"Disponibilidad\", \"Abundante\")))","v":"Déficit"},{"$f":"IF(I165+U165+AG165<=0,0,I165+U165+AG165)","v":3.8140000000000001},{"$f":"IF(D165=\"MAR\",AI165+R165,IF(D165=\"C\",AI165+R165,AI165+R165+AJ165))","v":9.4666559974887203},{"$f":"BK165/BL165","v":0.40288777800859815},{"$f":"IF(BM165-BG165=0,\"\",\"CHECAR\")","v":""}]
[null,null,null,null,null,null,null,null,null,null,null,null,null,null,null,null,null,null,null,null,{"$f":"IF(U167=0,\"\",U167/(SUM($U167:$AG167)))","v":""},0.3044530174116804,0.6955469825883196,"","","","","","","","","","",1,null,null,null,null,null,null,{"$f":"IF(V166=0,\"\",V166)","v":0.3044530174116804},0.6955469825883196,"","","","","","","","","",""]
[41,{"$f":"A167","v":41},{"$f":"A167","v":41},48,null,null,null,{"$f":"C14","v":0},{"$f":"T153+T155","v":1970.4980890000002},{"$f":"J14","v":0},{"$f":"I14","v":0},1970.4980890000002,{"$f":"H14","v":0},{"$f":"L14","v":0},0,{"$f":"SUM(M167:O167)","v":0},0,0,{"$f":"L167-Q167-R167","v":1970.4980890000002},{"$f":"IF(S167<0,0,S167)","v":1970.4980890000002},{"$f":"K167+H167","v":0},{"$f":"T153","v":599.92408899999998},{"$f":"+T155","v":1370.5740000000001},null,null,null,null,null,null,null,null,null,{"$f":"J167","v":0},1970.4980890000002,{"$f":"+Q167","v":0},{"$f":"(AI181+R181+AJ181)*V180","v":4904.2361571850561},{"$f":"(AI167+R167+AJ167)*U166","v":{"$error":"#VALUE!"}},{"$f":"IF(AG167>0,(AI167+R167+AJ167)*AG166,\"\")","v":""},{"$f":"SUM(AI167:AK167)","v":{"$error":"#VALUE!"}},{"$f":"IF(AN166=\"\",\"\",$AM167*AN166)","v":""},{"$error":"#VALUE!"},{"$error":"#VALUE!"},"","","","","","","","","","",{"$f":"SUM(AN167:AZ167)","v":{"$error":"#VALUE!"}},{"$f":"+U167","v":0},{"$f":"IF(D167=\"MAR\",IF((BB167-AJ167)<0,0,BB167-AJ167),IF(D167=\"C\",IF((BB167-AJ167)<0,0,BB167-AJ167),IF((BB167-AK167)<0,0,BB167-AK167)))","v":{"$error":"#VALUE!"}},{"$f":"IF(AG167=0,\"\",IF(AG167-AL167<0,0,AG167-AL167))","v":""},{"$f":"IF(D167=\"MAR\",0,IF(D167=\"C\",0,AJ167))","v":4904.2361571850561},{"$f":"IF(T167-BE167<0,0,T167-BE167)","v":0},{"$f":"IF(D167=\"MAR\",IF(AI167+R167+AJ167=0,\"Infinito\",(I167+U167+AG167)/(AI167+R167)),IF(D167=\"C\",IF(AI167+R167+AJ167=0,\"Infinito\",(I167+U167+AG167)/(AI167+R167)),IF(AI167+R167+AJ167=0,\"Infinito\",(I167+U167+AG167)/(AI167+R167+AJ167))))","v":0.401795106484234},{"$f":"IF(BG167<1.4,\"1\", IF(BG167<3,\"2\", IF(BG167<9,\"3\", \"4\")))","v":"1"},{"$f":"IF(BG167<1.4,\"ROJO\", IF(BG167<3,\"AMARILLO\", IF(BG167<9,\"VERDE\", \"AZUL\")))","v":"ROJO"},{"$f":"IF(BG167<1.4,\"Déficit\", IF(BG167<3,\"Equilibrio\", IF(BG167<9,\"Disponibilidad\", \"Abundante\")))","v":"Déficit"},{"$f":"IF(I167+U167+AG167<=0,0,I167+U167+AG167)","v":1970.4980890000002},{"$f":"IF(D167=\"MAR\",AI167+R167,IF(D167=\"C\",AI167+R167,AI167+R167+AJ167))","v":4904.2361571850561},{"$f":"BK167/BL167","v":0.401795106484234},{"$f":"IF(BM167-BG167=0,\"\",\"CHECAR\")","v":""}]
[null,null,null,null,null,null,null,null,null,null,null,null,null,null,null,null,null,null,null,null,{"$f":"IF(U169=0,\"\",U169/(SUM($U169:$AG169)))","v":3.2262401301257357E-3},0.94511880327753428,4.9389797765473621E-2,"",2.2651588268662779E-3,"","","","","","","","",0.99999999999999989,null,null,null,null,null,null,{"$f":"IF(V168=0,\"\",V168)","v":0.94511880327753428},4.9389797765473621E-2,"",2.2651588268662779E-3,"","","","","","","",""]
[42,{"$f":"A169","v":42},{"$f":"A169","v":42},48,null,null,null,{"$f":"C15","v":7.5540000000000003},{"$f":"T157+T159+T161+T163","v":2333.8712180000002},{"$f":"J15","v":0},{"$f":"I15","v":0},2341.4252180000003,{"$f":"H15","v":7.3399999999999995E-4},{"$f":"L15","v":0},0,{"$f":"SUM(M169:O169)","v":7.3399999999999995E-4},7.3399999999999995E-4,0,{"$f":"L169-Q169-R169","v":2341.4244840000001},{"$f":"IF(S169<0,0,S169)","v":2341.4244840000001},{"$f":"K169+H169","v":7.5540000000000003},{"$f":"T157","v":2212.9250000000002},{"$f":"+T159","v":115.64251800000001},{"$f":"+T161","v":0},{"$f":"+T163","v":5.3037000000000001},null,null,null,null,null,null,null,{"$f":"J169","v":0},2341.4252180000003,{"$f":"+Q169","v":7.3399999999999995E-4},{"$f":"(AI181+R181+AJ181)*W180","v":5827.4091600761567},{"$f":"(AI169+R169+AJ169)*U168","v":18.800623654960262},{"$f":"IF(AG169>0,(AI169+R169+AJ169)*AG168,\"\")","v":""},{"$f":"SUM(AI169:AK169)","v":5846.2105177311169},{"$f":"IF(AN168=\"\",\"\",$AM169*AN168)","v":""},5525.3634882265669,288.74315516512468,"",13.242595357957113,"","","","","","","","",{"$f":"SUM(AN169:AZ169)","v":5827.3492387496481},{"$f":"+U169","v":7.5540000000000003},{"$f":"IF(D169=\"MAR\",IF((BB169-AJ169)<0,0,BB169-AJ169),IF(D169=\"C\",IF((BB169-AJ169)<0,0,BB169-AJ169),IF((BB169-AK169)<0,0,BB169-AK169)))","v":0},{"$f":"IF(AG169=0,\"\",IF(AG169-AL169<0,0,AG169-AL169))","v":""},{"$f":"IF(D169=\"MAR\",0,IF(D169=\"C\",0,AJ169))","v":5827.4091600761567},{"$f":"IF(T169-BE169<0,0,T169-BE169)","v":0},{"$f":"IF(D169=\"MAR\",IF(AI169+R169+AJ169=0,\"Infinito\",(I169+U169+AG169)/(AI169+R169)),IF(D169=\"C\",IF(AI169+R169+AJ169=0,\"Infinito\",(I169+U169+AG169)/(AI169+R169)),IF(AI169+R169+AJ169=0,\"Infinito\",(I169+U169+AG169)/(AI169+R169+AJ169))))","v":0.40179518183201285},{"$f":"IF(BG169<1.4,\"1\", IF(BG169<3,\"2\", IF(BG169<9,\"3\", \"4\")))","v":"1"},{"$f":"IF(BG169<1.4,\"ROJO\", IF(BG169<3,\"AMARILLO\", IF(BG169<9,\"VERDE\", \"AZUL\")))","v":"ROJO"},{"$f":"IF(BG169<1.4,\"Déficit\", IF(BG169<3,\"Equilibrio\", IF(BG169<9,\"Disponibilidad\", \"Abundante\")))","v":"Déficit"},{"$f":"IF(I169+U169+AG169<=0,0,I169+U169+AG169)","v":2341.4252180000003},{"$f":"IF(D169=\"MAR\",AI169+R169,IF(D169=\"C\",AI169+R169,AI169+R169+AJ169))","v":5827.4098940761569},{"$f":"BK169/BL169","v":0.40179518183201285},{"$f":"IF(BM169-BG169=0,\"\",\"CHECAR\")","v":""}]
[null,null,null,null,null,null,null,null,null,null,null,null,null,null,null,null,null,null,null,null,{"$f":"IF(U171=0,\"\",U171/(SUM($U171:$AG171)))","v":0.99484173954279098},5.1582604572090029E-3,"","","","","","","","","","","",1,null,null,null,null,null,{"$f":"IF(U170=0,\"\",U170)","v":0.99484173954279098},5.1582604572090029E-3,"","","","","","","","","","",""]
[43,{"$f":"A171","v":43},{"$f":"A171","v":43},48,null,null,null,{"$f":"C16","v":734.88400000000001},{"$f":"T165","v":3.810378},{"$f":"J16","v":0},{"$f":"I16","v":0},738.69437800000003,{"$f":"H16","v":2.6500490000000001},{"$f":"L16","v":0},0,{"$f":"SUM(M171:O171)","v":2.6500490000000001},2.6500490000000001,0,{"$f":"L171-Q171-R171","v":736.04432900000006},{"$f":"IF(S171<0,0,S171)","v":736.04432900000006},{"$f":"K171+H171","v":734.88400000000001},{"$f":"T165","v":3.810378},null,null,null,null,null,null,null,null,null,null,{"$f":"J171","v":0},738.69437800000003,{"$f":"+Q171","v":2.6500490000000001},{"$f":"IF(X180=\"\",0,(AI181+R181+AJ181)*X180)","v":1831.8897296696709},{"$f":"(AI171+R171+AJ171)*U170","v":1825.0767446721823},{"$f":"IF(AG171>0,(AI171+R171+AJ171)*AG170,\"\")","v":""},{"$f":"SUM(AI171:AK171)","v":3659.6165233418533},{"$f":"IF(AN170=\"\",\"\",$AM171*AN170)","v":3640.7392681409501},18.877255200902969,"","","","","","","","","","","",{"$f":"SUM(AN171:AZ171)","v":3659.6165233418533},{"$f":"+U171","v":734.88400000000001},{"$f":"IF(D171=\"MAR\",IF((BB171-AJ171)<0,0,BB171-AJ171),IF(D171=\"C\",IF((BB171-AJ171)<0,0,BB171-AJ171),IF((BB171-AK171)<0,0,BB171-AK171)))","v":0},{"$f":"IF(AG171=0,\"\",IF(AG171-AL171<0,0,AG171-AL171))","v":""},{"$f":"IF(D171=\"MAR\",0,IF(D171=\"C\",0,AJ171))","v":1831.8897296696709},{"$f":"IF(T171-BE171<0,0,T171-BE171)","v":0},{"$f":"IF(D171=\"MAR\",IF(AI171+R171+AJ171=0,\"Infinito\",(I171+U171+AG171)/(AI171+R171)),IF(D171=\"C\",IF(AI171+R171+AJ171=0,\"Infinito\",(I171+U171+AG171)/(AI171+R171)),IF(AI171+R171+AJ171=0,\"Infinito\",(I171+U171+AG171)/(AI171+R171+AJ171))))","v":0.40265923180781027},{"$f":"IF(BG171<1.4,\"1\", IF(BG171<3,\"2\", IF(BG171<9,\"3\", \"4\")))","v":"1"},{"$f":"IF(BG171<1.4,\"ROJO\", IF(BG171<3,\"AMARILLO\", IF(BG171<9,\"VERDE\", \"AZUL\")))","v":"ROJO"},{"$f":"IF(BG171<1.4,\"Déficit\", IF(BG171<3,\"Equilibrio\", IF(BG171<9,\"Disponibilidad\", \"Abundante\")))","v":"Déficit"},{"$f":"IF(I171+U171+AG171<=0,0,I171+U171+AG171)","v":738.69437800000003},{"$f":"IF(D171=\"MAR\",AI171+R171,IF(D171=\"C\",AI171+R171,AI171+R171+AJ171))","v":1834.539778669671},{"$f":"BK171/BL171","v":0.40265923180781027},{"$f":"IF(BM171-BG171=0,\"\",\"CHECAR\")","v":""}]
[null,null,null,null,null,null,null,null,null,null,null,null,null,null,null,null,null,null,null,null,{"$f":"IF(U173=0,\"\",U173/(SUM($U173:$AG173)))","v":""},"","","","","","","","","","","","",0,null,null,null,null,null,{"$f":"IF(U172=0,\"\",U172)","v":""},"","","","","","","","","","","","",0]
[44,{"$f":"A173","v":44},{"$f":"A173","v":44},48,null,null,null,{"$f":"C17","v":0},null,{"$f":"J17","v":0},{"$f":"I17","v":0},0,{"$f":"H17","v":0},{"$f":"L17","v":0},0,{"$f":"SUM(M173:O173)","v":0},0,0,{"$f":"L173-Q173-R173","v":0},{"$f":"IF(S173<0,0,S173)","v":0},{"$f":"K173+H173","v":0},null,null,null,null,null,null,null,null,null,null,null,{"$f":"J173","v":0},0,{"$f":"+Q173","v":0},{"$f":"(AI181+R181+AJ181)*Y180","v":{"$error":"#VALUE!"}},{"$f":"(AI173+R173+AJ173)*U172","v":{"$error":"#VALUE!"}},{"$f":"IF(AG173>0,(AI173+R173+AJ173)*AG172,\"\")","v":""},{"$f":"SUM(AI173:AK173)","v":{"$error":"#VALUE!"}},{"$f":"IF(AN172=\"\",\"\",$AM173*AN172)","v":""},"","","","","","","","","","","","",0,{"$f":"+U173","v":0},{"$f":"IF(D173=\"MAR\",IF((BB173-AJ173)<0,0,BB173-AJ173),IF(D173=\"C\",IF((BB173-AJ173)<0,0,BB173-AJ173),IF((BB173-AK173)<0,0,BB173-AK173)))","v":{"$error":"#VALUE!"}},{"$f":"IF(AG173=0,\"\",IF(AG173-AL173<0,0,AG173-AL173))","v":""},{"$f":"IF(D173=\"MAR\",0,IF(D173=\"C\",0,AJ173))","v":{"$error":"#VALUE!"}},{"$f":"IF(T173-BE173<0,0,T173-BE173)","v":{"$error":"#VALUE!"}},{"$f":"IF(D173=\"MAR\",IF(AI173+R173+AJ173=0,\"Infinito\",(I173+U173+AG173)/(AI173+R173)),IF(D173=\"C\",IF(AI173+R173+AJ173=0,\"Infinito\",(I173+U173+AG173)/(AI173+R173)),IF(AI173+R173+AJ173=0,\"Infinito\",(I173+U173+AG173)/(AI173+R173+AJ173))))","v":{"$error":"#VALUE!"}},{"$f":"IF(BG173<1.4,\"1\", IF(BG173<3,\"2\", IF(BG173<9,\"3\", \"4\")))","v":{"$error":"#VALUE!"}},{"$f":"IF(BG173<1.4,\"ROJO\", IF(BG173<3,\"AMARILLO\", IF(BG173<9,\"VERDE\", \"AZUL\")))","v":{"$error":"#VALUE!"}},{"$f":"IF(BG173<1.4,\"Déficit\", IF(BG173<3,\"Equilibrio\", IF(BG173<9,\"Disponibilidad\", \"Abundante\")))","v":{"$error":"#VALUE!"}},{"$f":"IF(I173+U173+AG173<=0,0,I173+U173+AG173)","v":0},{"$f":"IF(D173=\"MAR\",AI173+R173,IF(D173=\"C\",AI173+R173,AI173+R173+AJ173))","v":{"$error":"#VALUE!"}},{"$f":"BK173/BL173","v":{"$error":"#VALUE!"}},{"$f":"IF(BM173-BG173=0,\"\",\"CHECAR\")","v":{"$error":"#VALUE!"}}]
[null,null,null,null,null,null,null,null,null,null,null,null,null,null,null,null,null,null,null,null,{"$f":"IF(U175=0,\"\",U175/(SUM($U175:$AG175)))","v":""},"","","","","","","","","","","","",0,null,null,null,null,null,{"$f":"IF(U174=0,\"\",U174)","v":""},"","","","","","","","","","","","",0]
[45,{"$f":"A175","v":45},{"$f":"A175","v":45},48,null,null,null,{"$f":"C18","v":0},null,{"$f":"J18","v":0},{"$f":"I18","v":0},0,{"$f":"H18","v":0},{"$f":"L18","v":0},0,{"$f":"SUM(M175:O175)","v":0},0,0,{"$f":"L175-Q175-R175","v":0},{"$f":"IF(S175<0,0,S175)","v":0},{"$f":"K175+H175","v":0},null,null,null,null,null,null,null,null,null,null,null,{"$f":"J175","v":0},0,{"$f":"+Q175","v":0},{"$f":"(AI181+R181+AJ181)*Z180","v":{"$error":"#VALUE!"}},{"$f":"(AI175+R175+AJ175)*U174","v":{"$error":"#VALUE!"}},{"$f":"IF(AG175>0,(AI175+R175+AJ175)*AG174,\"\")","v":""},{"$f":"SUM(AI175:AK175)","v":{"$error":"#VALUE!"}},{"$f":"IF(AN174=\"\",\"\",$AM175*AN174)","v":""},"","","","","","","","","","","","",0,{"$f":"+U175","v":0},{"$f":"IF(D175=\"MAR\",IF((BB175-AJ175)<0,0,BB175-AJ175),IF(D175=\"C\",IF((BB175-AJ175)<0,0,BB175-AJ175),IF((BB175-AK175)<0,0,BB175-AK175)))","v":{"$error":"#VALUE!"}},{"$f":"IF(AG175=0,\"\",IF(AG175-AL175<0,0,AG175-AL175))","v":""},{"$f":"IF(D175=\"MAR\",0,IF(D175=\"C\",0,AJ175))","v":{"$error":"#VALUE!"}},{"$f":"IF(T175-BE175<0,0,T175-BE175)","v":{"$error":"#VALUE!"}},{"$f":"IF(D175=\"MAR\",IF(AI175+R175+AJ175=0,\"Infinito\",(I175+U175+AG175)/(AI175+R175)),IF(D175=\"C\",IF(AI175+R175+AJ175=0,\"Infinito\",(I175+U175+AG175)/(AI175+R175)),IF(AI175+R175+AJ175=0,\"Infinito\",(I175+U175+AG175)/(AI175+R175+AJ175))))","v":{"$error":"#VALUE!"}},{"$f":"IF(BG175<1.4,\"1\", IF(BG175<3,\"2\", IF(BG175<9,\"3\", \"4\")))","v":{"$error":"#VALUE!"}},{"$f":"IF(BG175<1.4,\"ROJO\", IF(BG175<3,\"AMARILLO\", IF(BG175<9,\"VERDE\", \"AZUL\")))","v":{"$error":"#VALUE!"}},{"$f":"IF(BG175<1.4,\"Déficit\", IF(BG175<3,\"Equilibrio\", IF(BG175<9,\"Disponibilidad\", \"Abundante\")))","v":{"$error":"#VALUE!"}},{"$f":"IF(I175+U175+AG175<=0,0,I175+U175+AG175)","v":0},{"$f":"IF(D175=\"MAR\",AI175+R175,IF(D175=\"C\",AI175+R175,AI175+R175+AJ175))","v":{"$error":"#VALUE!"}},{"$f":"BK175/BL175","v":{"$error":"#VALUE!"}},{"$f":"IF(BM175-BG175=0,\"\",\"CHECAR\")","v":{"$error":"#VALUE!"}}]
[null,null,null,null,null,null,null,null,null,null,null,null,null,null,null,null,null,null,null,null,{"$f":"IF(U177=0,\"\",U177/(SUM($U177:$AG177)))","v":""},"","","","","","","","","","","","",0,null,null,null,null,null,{"$f":"IF(U176=0,\"\",U176)","v":""},"","","","","","","","","","","","",0]
[46,{"$f":"A177","v":46},{"$f":"A177","v":46},48,null,null,null,{"$f":"C19","v":0},null,{"$f":"J19","v":0},{"$f":"I19","v":0},0,{"$f":"H19","v":0},{"$f":"L19","v":0},0,{"$f":"SUM(M177:O177)","v":0},0,0,{"$f":"L177-Q177-R177","v":0},{"$f":"IF(S177<0,0,S177)","v":0},{"$f":"K177+H177","v":0},null,null,null,null,null,null,null,null,null,null,null,{"$f":"J177","v":0},0,{"$f":"+Q177","v":0},{"$f":"(AI181+R181+AJ181)*AA180","v":{"$error":"#VALUE!"}},{"$f":"(AI177+R177+AJ177)*U176","v":{"$error":"#VALUE!"}},{"$f":"IF(AG177>0,(AI177+R177+AJ177)*AG176,\"\")","v":""},{"$f":"SUM(AI177:AK177)","v":{"$error":"#VALUE!"}},{"$f":"IF(AN176=\"\",\"\",$AM177*AN176)","v":""},"","","","","","","","","","","","",0,{"$f":"+U177","v":0},{"$f":"IF(D177=\"MAR\",IF((BB177-AJ177)<0,0,BB177-AJ177),IF(D177=\"C\",IF((BB177-AJ177)<0,0,BB177-AJ177),IF((BB177-AK177)<0,0,BB177-AK177)))","v":{"$error":"#VALUE!"}},{"$f":"IF(AG177=0,\"\",IF(AG177-AL177<0,0,AG177-AL177))","v":""},{"$f":"IF(D177=\"MAR\",0,IF(D177=\"C\",0,AJ177))","v":{"$error":"#VALUE!"}},{"$f":"IF(T177-BE177<0,0,T177-BE177)","v":{"$error":"#VALUE!"}},{"$f":"IF(D177=\"MAR\",IF(AI177+R177+AJ177=0,\"Infinito\",(I177+U177+AG177)/(AI177+R177)),IF(D177=\"C\",IF(AI177+R177+AJ177=0,\"Infinito\",(I177+U177+AG177)/(AI177+R177)),IF(AI177+R177+AJ177=0,\"Infinito\",(I177+U177+AG177)/(AI177+R177+AJ177))))","v":{"$error":"#VALUE!"}},{"$f":"IF(BG177<1.4,\"1\", IF(BG177<3,\"2\", IF(BG177<9,\"3\", \"4\")))","v":{"$error":"#VALUE!"}},{"$f":"IF(BG177<1.4,\"ROJO\", IF(BG177<3,\"AMARILLO\", IF(BG177<9,\"VERDE\", \"AZUL\")))","v":{"$error":"#VALUE!"}},{"$f":"IF(BG177<1.4,\"Déficit\", IF(BG177<3,\"Equilibrio\", IF(BG177<9,\"Disponibilidad\", \"Abundante\")))","v":{"$error":"#VALUE!"}},{"$f":"IF(I177+U177+AG177<=0,0,I177+U177+AG177)","v":0},{"$f":"IF(D177=\"MAR\",AI177+R177,IF(D177=\"C\",AI177+R177,AI177+R177+AJ177))","v":{"$error":"#VALUE!"}},{"$f":"BK177/BL177","v":{"$error":"#VALUE!"}},{"$f":"IF(BM177-BG177=0,\"\",\"CHECAR\")","v":{"$error":"#VALUE!"}}]
[null,null,null,null,null,null,null,null,null,null,null,null,null,null,null,null,null,null,null,null,{"$f":"IF(U179=0,\"\",U179/(SUM($U179:$AG179)))","v":""},"","","","","","","","","","","","",{"$f":"SUM(U178:AG178)","v":0},null,null,null,null,null,{"$f":"IF(U178=0,\"\",U178)","v":""},"","","","","","","","","","","","",0]
[47,{"$f":"A179","v":47},{"$f":"A179","v":47},48,null,null,null,{"$f":"C20","v":0},null,{"$f":"J20","v":0},{"$f":"I20","v":0},0,{"$f":"H20","v":0},{"$f":"L20","v":0},0,{"$f":"SUM(M179:O179)","v":0},0,0,{"$f":"L179-Q179-R179","v":0},{"$f":"IF(S179<0,0,S179)","v":0},{"$f":"K179+H179","v":0},null,null,null,null,null,null,null,null,null,null,null,{"$f":"J179","v":0},{"$f":"SUM(U179:AG179)","v":0},{"$f":"+Q179","v":0},{"$f":"(AI181+R181+AJ181)*AB180","v":{"$error":"#VALUE!"}},{"$f":"(AI179+R179+AJ179)*U178","v":{"$error":"#VALUE!"}},{"$f":"IF(AG179>0,(AI179+R179+AJ179)*AG178,\"\")","v":""},{"$f":"SUM(AI179:AK179)","v":{"$error":"#VALUE!"}},{"$f":"IF(AN178=\"\",\"\",$AM179*AN178)","v":""},"","","","","","","","","","","","",0,{"$f":"+U179","v":0},{"$f":"IF(D179=\"MAR\",IF((BB179-AJ179)<0,0,BB179-AJ179),IF(D179=\"C\",IF((BB179-AJ179)<0,0,BB179-AJ179),IF((BB179-AK179)<0,0,BB179-AK179)))","v":{"$error":"#VALUE!"}},{"$f":"IF(AG179=0,\"\",IF(AG179-AL179<0,0,AG179-AL179))","v":""},{"$f":"IF(D179=\"MAR\",0,IF(D179=\"C\",0,AJ179))","v":{"$error":"#VALUE!"}},{"$f":"IF(T179-BE179<0,0,T179-BE179)","v":{"$error":"#VALUE!"}},{"$f":"IF(D179=\"MAR\",IF(AI179+R179+AJ179=0,\"Infinito\",(I179+U179+AG179)/(AI179+R179)),IF(D179=\"C\",IF(AI179+R179+AJ179=0,\"Infinito\",(I179+U179+AG179)/(AI179+R179)),IF(AI179+R179+AJ179=0,\"Infinito\",(I179+U179+AG179)/(AI179+R179+AJ179))))","v":{"$error":"#VALUE!"}},{"$f":"IF(BG179<1.4,\"1\", IF(BG179<3,\"2\", IF(BG179<9,\"3\", \"4\")))","v":{"$error":"#VALUE!"}},{"$f":"IF(BG179<1.4,\"ROJO\", IF(BG179<3,\"AMARILLO\", IF(BG179<9,\"VERDE\", \"AZUL\")))","v":{"$error":"#VALUE!"}},{"$f":"IF(BG179<1.4,\"Déficit\", IF(BG179<3,\"Equilibrio\", IF(BG179<9,\"Disponibilidad\", \"Abundante\")))","v":{"$error":"#VALUE!"}},{"$f":"IF(I179+U179+AG179<=0,0,I179+U179+AG179)","v":0},{"$f":"IF(D179=\"MAR\",AI179+R179,IF(D179=\"C\",AI179+R179,AI179+R179+AJ179))","v":{"$error":"#VALUE!"}},{"$f":"BK179/BL179","v":{"$error":"#VALUE!"}},{"$f":"IF(BM179-BG179=0,\"\",\"CHECAR\")","v":{"$error":"#VALUE!"}}]
[null,null,null,null,null,null,null,null,null,null,null,null,null,null,null,null,null,null,null,null,{"$f":"IF(U181=0,\"\",U181/(SUM($U181:$AG181)))","v":""},0.39035479575337362,0.46383514976540946,0.14581005448121698,"","","","","","","","","",{"$f":"SUM(U180:AG180)","v":1},null,null,null,null,null,{"$f":"IF(U180=0,\"\",U180)","v":""},0.39035479575337362,0.46383514976540946,0.14581005448121698,"","","","","","","","","",1]
[48,{"$f":"A181","v":48},{"$f":"A181","v":48},53,null,null,null,{"$f":"C21","v":0},{"$f":"T167+T169+T171+T173+T175+T177+T179","v":5047.9669020000001},{"$f":"J21","v":0},{"$f":"I21","v":0},5047.9669020000001,{"$f":"H21","v":0},{"$f":"L21","v":0},0,{"$f":"SUM(M181:O181)","v":0},0,0,{"$f":"L181-Q181-R181","v":5047.9669020000001},{"$f":"IF(S181<0,0,S181)","v":5047.9669020000001},{"$f":"K181+H181","v":0},{"$f":"T167","v":1970.4980890000002},{"$f":"+T169","v":2341.4244840000001},{"$f":"+T171","v":736.04432900000006},{"$f":"+T173","v":0},{"$f":"+T175","v":0},{"$f":"+T177","v":0},{"$f":"+T179","v":0},null,null,null,null,{"$f":"J181","v":0},{"$f":"SUM(U181:AG181)","v":5047.9669020000001},{"$f":"+Q181","v":0},{"$f":"(AI191+R191+AJ191)*V190","v":12563.535046930883},{"$f":"(AI181+R181+AJ181)*U180","v":{"$error":"#VALUE!"}},{"$f":"IF(AG181>0,(AI181+R181+AJ181)*AG180,\"\")","v":""},{"$f":"SUM(AI181:AK181)","v":{"$error":"#VALUE!"}},{"$f":"IF(AN180=\"\",\"\",$AM181*AN180)","v":""},{"$error":"#VALUE!"},{"$error":"#VALUE!"},{"$error":"#VALUE!"},"","","","","","","","","",{"$error":"#VALUE!"},{"$f":"+U181","v":0},{"$f":"IF(D181=\"MAR\",IF((BB181-AJ181)<0,0,BB181-AJ181),IF(D181=\"C\",IF((BB181-AJ181)<0,0,BB181-AJ181),IF((BB181-AK181)<0,0,BB181-AK181)))","v":{"$error":"#VALUE!"}},{"$f":"IF(AG181=0,\"\",IF(AG181-AL181<0,0,AG181-AL181))","v":""},{"$f":"IF(D181=\"MAR\",0,IF(D181=\"C\",0,AJ181))","v":12563.535046930883},{"$f":"IF(T181-BE181<0,0,T181-BE181)","v":0},{"$f":"IF(D181=\"MAR\",IF(AI181+R181+AJ181=0,\"Infinito\",(I181+U181+AG181)/(AI181+R181)),IF(D181=\"C\",IF(AI181+R181+AJ181=0,\"Infinito\",(I181+U181+AG181)/(AI181+R181)),IF(AI181+R181+AJ181=0,\"Infinito\",(I181+U181+AG181)/(AI181+R181+AJ181))))","v":0.401795106484234},{"$f":"IF(BG181<1.4,\"1\", IF(BG181<3,\"2\", IF(BG181<9,\"3\", \"4\")))","v":"1"},{"$f":"IF(BG181<1.4,\"ROJO\", IF(BG181<3,\"AMARILLO\", IF(BG181<9,\"VERDE\", \"AZUL\")))","v":"ROJO"},{"$f":"IF(BG181<1.4,\"Déficit\", IF(BG181<3,\"Equilibrio\", IF(BG181<9,\"Disponibilidad\", \"Abundante\")))","v":"Déficit"},{"$f":"IF(I181+U181+AG181<=0,0,I181+U181+AG181)","v":5047.9669020000001},{"$f":"IF(D181=\"MAR\",AI181+R181,IF(D181=\"C\",AI181+R181,AI181+R181+AJ181))","v":12563.535046930883},{"$f":"BK181/BL181","v":0.401795106484234},{"$f":"IF(BM181-BG181=0,\"\",\"CHECAR\")","v":""}]
[null,null,null,null,null,null,null,null,null,null,null,null,null,null,null,null,null,null,null,null,{"$f":"IF(U183=0,\"\",U183/(SUM($U183:$AG183)))","v":""},"","","","","","","","","","","","",{"$f":"SUM(U182:AG182)","v":0},null,null,null,null,null,{"$f":"IF(U182=0,\"\",U182)","v":""},"","","","","","","","","","","","",0]
[49,{"$f":"A183","v":49},{"$f":"A183","v":49},53,null,null,null,{"$f":"C22","v":0},null,{"$f":"J22","v":0},{"$f":"I22","v":0},0,{"$f":"H22","v":0},{"$f":"L22","v":0},0,{"$f":"SUM(M183:O183)","v":0},0,0,{"$f":"L183-Q183-R183","v":0},{"$f":"IF(S183<0,0,S183)","v":0},{"$f":"K183+H183","v":0},null,null,null,null,null,null,null,null,null,null,null,{"$f":"J183","v":0},{"$f":"SUM(U183:AG183)","v":0},{"$f":"+Q183","v":0},{"$f":"(AI191+R191+AJ191)*W190","v":{"$error":"#VALUE!"}},{"$f":"(AI183+R183+AJ183)*U182","v":{"$error":"#VALUE!"}},{"$f":"IF(AG183>0,(AI183+R183+AJ183)*AG182,\"\")","v":""},{"$f":"SUM(AI183:AK183)","v":{"$error":"#VALUE!"}},{"$f":"IF(AN182=\"\",\"\",$AM183*AN182)","v":""},"","","","","","","","","","","","",0,{"$f":"+U183","v":0},{"$f":"IF(D183=\"MAR\",IF((BB183-AJ183)<0,0,BB183-AJ183),IF(D183=\"C\",IF((BB183-AJ183)<0,0,BB183-AJ183),IF((BB183-AK183)<0,0,BB183-AK183)))","v":{"$error":"#VALUE!"}},{"$f":"IF(AG183=0,\"\",IF(AG183-AL183<0,0,AG183-AL183))","v":""},{"$f":"IF(D183=\"MAR\",0,IF(D183=\"C\",0,AJ183))","v":{"$error":"#VALUE!"}},{"$f":"IF(T183-BE183<0,0,T183-BE183)","v":{"$error":"#VALUE!"}},{"$f":"IF(D183=\"MAR\",IF(AI183+R183+AJ183=0,\"Infinito\",(I183+U183+AG183)/(AI183+R183)),IF(D183=\"C\",IF(AI183+R183+AJ183=0,\"Infinito\",(I183+U183+AG183)/(AI183+R183)),IF(AI183+R183+AJ183=0,\"Infinito\",(I183+U183+AG183)/(AI183+R183+AJ183))))","v":{"$error":"#VALUE!"}},{"$f":"IF(BG183<1.4,\"1\", IF(BG183<3,\"2\", IF(BG183<9,\"3\", \"4\")))","v":{"$error":"#VALUE!"}},{"$f":"IF(BG183<1.4,\"ROJO\", IF(BG183<3,\"AMARILLO\", IF(BG183<9,\"VERDE\", \"AZUL\")))","v":{"$error":"#VALUE!"}},{"$f":"IF(BG183<1.4,\"Déficit\", IF(BG183<3,\"Equilibrio\", IF(BG183<9,\"Disponibilidad\", \"Abundante\")))","v":{"$error":"#VALUE!"}},{"$f":"IF(I183+U183+AG183<=0,0,I183+U183+AG183)","v":0},{"$f":"IF(D183=\"MAR\",AI183+R183,IF(D183=\"C\",AI183+R183,AI183+R183+AJ183))","v":{"$error":"#VALUE!"}},{"$f":"BK183/BL183","v":{"$error":"#VALUE!"}},{"$f":"IF(BM183-BG183=0,\"\",\"CHECAR\")","v":{"$error":"#VALUE!"}}]
[null,null,null,null,null,null,null,null,null,null,null,null,null,null,null,null,null,null,null,null,{"$f":"IF(U185=0,\"\",U185/(SUM($U185:$AG185)))","v":""},"","","","","","","","","","","","",0,null,null,null,null,null,{"$f":"IF(U184=0,\"\",U184)","v":""},"","","","","","","","","","","","",0]
[50,{"$f":"A185","v":50},{"$f":"A185","v":50},53,null,null,null,{"$f":"C23","v":0},null,{"$f":"J23","v":0},{"$f":"I23","v":0},0,{"$f":"H23","v":0},{"$f":"L23","v":0},0,{"$f":"SUM(M185:O185)","v":0},0,0,{"$f":"L185-Q185-R185","v":0},{"$f":"IF(S185<0,0,S185)","v":0},{"$f":"K185+H185","v":0},null,null,null,null,null,null,null,null,null,null,null,{"$f":"J185","v":0},0,{"$f":"+Q185","v":0},{"$f":"(AI191+R191+AJ191)*X190","v":{"$error":"#VALUE!"}},{"$f":"(AI185+R185+AJ185)*U184","v":{"$error":"#VALUE!"}},{"$f":"IF(AG185>0,(AI185+R185+AJ185)*AG184,\"\")","v":""},{"$f":"SUM(AI185:AK185)","v":{"$error":"#VALUE!"}},{"$f":"IF(AN184=\"\",\"\",$AM185*AN184)","v":""},"","","","","","","","","","","","",0,{"$f":"+U185","v":0},{"$f":"IF(D185=\"MAR\",IF((BB185-AJ185)<0,0,BB185-AJ185),IF(D185=\"C\",IF((BB185-AJ185)<0,0,BB185-AJ185),IF((BB185-AK185)<0,0,BB185-AK185)))","v":{"$error":"#VALUE!"}},{"$f":"IF(AG185=0,\"\",IF(AG185-AL185<0,0,AG185-AL185))","v":""},{"$f":"IF(D185=\"MAR\",0,IF(D185=\"C\",0,AJ185))","v":{"$error":"#VALUE!"}},{"$f":"IF(T185-BE185<0,0,T185-BE185)","v":{"$error":"#VALUE!"}},{"$f":"IF(D185=\"MAR\",IF(AI185+R185+AJ185=0,\"Infinito\",(I185+U185+AG185)/(AI185+R185)),IF(D185=\"C\",IF(AI185+R185+AJ185=0,\"Infinito\",(I185+U185+AG185)/(AI185+R185)),IF(AI185+R185+AJ185=0,\"Infinito\",(I185+U185+AG185)/(AI185+R185+AJ185))))","v":{"$error":"#VALUE!"}},{"$f":"IF(BG185<1.4,\"1\", IF(BG185<3,\"2\", IF(BG185<9,\"3\", \"4\")))","v":{"$error":"#VALUE!"}},{"$f":"IF(BG185<1.4,\"ROJO\", IF(BG185<3,\"AMARILLO\", IF(BG185<9,\"VERDE\", \"AZUL\")))","v":{"$error":"#VALUE!"}},{"$f":"IF(BG185<1.4,\"Déficit\", IF(BG185<3,\"Equilibrio\", IF(BG185<9,\"Disponibilidad\", \"Abundante\")))","v":{"$error":"#VALUE!"}},{"$f":"IF(I185+U185+AG185<=0,0,I185+U185+AG185)","v":0},{"$f":"IF(D185=\"MAR\",AI185+R185,IF(D185=\"C\",AI185+R185,AI185+R185+AJ185))","v":{"$error":"#VALUE!"}},{"$f":"BK185/BL185","v":{"$error":"#VALUE!"}},{"$f":"IF(BM185-BG185=0,\"\",\"CHECAR\")","v":{"$error":"#VALUE!"}}]
[null,null,null,null,null,null,null,null,null,null,null,null,null,null,null,null,null,null,null,null,{"$f":"IF(U187=0,\"\",U187/(SUM($U187:$AG187)))","v":""},"","","","","","","","","","","","",0,null,null,null,null,null,{"$f":"IF(U186=0,\"\",U186)","v":""},"","","","","","","","","","","","",0]
[51,{"$f":"A187","v":51},{"$f":"A187","v":51},53,null,null,null,{"$f":"C24","v":0},null,{"$f":"J24","v":0},{"$f":"I24","v":0},0,{"$f":"H24","v":0},{"$f":"L24","v":0},0,{"$f":"SUM(M187:O187)","v":0},0,0,{"$f":"L187-Q187-R187","v":0},{"$f":"IF(S187<0,0,S187)","v":0},{"$f":"K187+H187","v":0},null,null,null,null,null,null,null,null,null,null,null,{"$f":"J187","v":0},0,{"$f":"+Q187","v":0},{"$f":"(AI191+R191+AJ191)*Y190","v":{"$error":"#VALUE!"}},{"$f":"(AI187+R187+AJ187)*U186","v":{"$error":"#VALUE!"}},{"$f":"IF(AG187>0,(AI187+R187+AJ187)*AG186,\"\")","v":""},{"$f":"SUM(AI187:AK187)","v":{"$error":"#VALUE!"}},{"$f":"IF(AN186=\"\",\"\",$AM187*AN186)","v":""},"","","","","","","","","","","","",0,{"$f":"+U187","v":0},{"$f":"IF(D187=\"MAR\",IF((BB187-AJ187)<0,0,BB187-AJ187),IF(D187=\"C\",IF((BB187-AJ187)<0,0,BB187-AJ187),IF((BB187-AK187)<0,0,BB187-AK187)))","v":{"$error":"#VALUE!"}},{"$f":"IF(AG187=0,\"\",IF(AG187-AL187<0,0,AG187-AL187))","v":""},{"$f":"IF(D187=\"MAR\",0,IF(D187=\"C\",0,AJ187))","v":{"$error":"#VALUE!"}},{"$f":"IF(T187-BE187<0,0,T187-BE187)","v":{"$error":"#VALUE!"}},{"$f":"IF(D187=\"MAR\",IF(AI187+R187+AJ187=0,\"Infinito\",(I187+U187+AG187)/(AI187+R187)),IF(D187=\"C\",IF(AI187+R187+AJ187=0,\"Infinito\",(I187+U187+AG187)/(AI187+R187)),IF(AI187+R187+AJ187=0,\"Infinito\",(I187+U187+AG187)/(AI187+R187+AJ187))))","v":{"$error":"#VALUE!"}},{"$f":"IF(BG187<1.4,\"1\", IF(BG187<3,\"2\", IF(BG187<9,\"3\", \"4\")))","v":{"$error":"#VALUE!"}},{"$f":"IF(BG187<1.4,\"ROJO\", IF(BG187<3,\"AMARILLO\", IF(BG187<9,\"VERDE\", \"AZUL\")))","v":{"$error":"#VALUE!"}},{"$f":"IF(BG187<1.4,\"Déficit\", IF(BG187<3,\"Equilibrio\", IF(BG187<9,\"Disponibilidad\", \"Abundante\")))","v":{"$error":"#VALUE!"}},{"$f":"IF(I187+U187+AG187<=0,0,I187+U187+AG187)","v":0},{"$f":"IF(D187=\"MAR\",AI187+R187,IF(D187=\"C\",AI187+R187,AI187+R187+AJ187))","v":{"$error":"#VALUE!"}},{"$f":"BK187/BL187","v":{"$error":"#VALUE!"}},{"$f":"IF(BM187-BG187=0,\"\",\"CHECAR\")","v":{"$error":"#VALUE!"}}]
[null,null,null,null,null,null,null,null,null,null,null,null,null,null,null,null,null,null,null,null,{"$f":"IF(U189=0,\"\",U189/(SUM($U189:$AG189)))","v":""},"","","","","","","","","","","","",0,null,null,null,null,null,{"$f":"IF(U188=0,\"\",U188)","v":""},"","","","","","","","","","","","",0]
[52,{"$f":"A189","v":52},{"$f":"A189","v":52},53,null,null,null,{"$f":"C25","v":0},null,{"$f":"J25","v":0},{"$f":"I25","v":0},0,{"$f":"H25","v":0},{"$f":"L25","v":0},0,{"$f":"SUM(M189:O189)","v":0},0,0,{"$f":"L189-Q189-R189","v":0},{"$f":"IF(S189<0,0,S189)","v":0},{"$f":"K189+H189","v":0},null,null,null,null,null,null,null,null,null,null,null,{"$f":"J189","v":0},0,{"$f":"+Q189","v":0},{"$f":"(AI191+R191+AJ191)*Z190","v":{"$error":"#VALUE!"}},{"$f":"(AI189+R189+AJ189)*U188","v":{"$error":"#VALUE!"}},{"$f":"IF(AG189>0,(AI189+R189+AJ189)*AG188,\"\")","v":""},{"$f":"SUM(AI189:AK189)","v":{"$error":"#VALUE!"}},{"$f":"IF(AN188=\"\",\"\",$AM189*AN188)","v":""},"","","","","","","","","","","","",0,{"$f":"+U189","v":0},{"$f":"IF(D189=\"MAR\",IF((BB189-AJ189)<0,0,BB189-AJ189),IF(D189=\"C\",IF((BB189-AJ189)<0,0,BB189-AJ189),IF((BB189-AK189)<0,0,BB189-AK189)))","v":{"$error":"#VALUE!"}},{"$f":"IF(AG189=0,\"\",IF(AG189-AL189<0,0,AG189-AL189))","v":""},{"$f":"IF(D189=\"MAR\",0,IF(D189=\"C\",0,AJ189))","v":{"$error":"#VALUE!"}},{"$f":"IF(T189-BE189<0,0,T189-BE189)","v":{"$error":"#VALUE!"}},{"$f":"IF(D189=\"MAR\",IF(AI189+R189+AJ189=0,\"Infinito\",(I189+U189+AG189)/(AI189+R189)),IF(D189=\"C\",IF(AI189+R189+AJ189=0,\"Infinito\",(I189+U189+AG189)/(AI189+R189)),IF(AI189+R189+AJ189=0,\"Infinito\",(I189+U189+AG189)/(AI189+R189+AJ189))))","v":{"$error":"#VALUE!"}},{"$f":"IF(BG189<1.4,\"1\", IF(BG189<3,\"2\", IF(BG189<9,\"3\", \"4\")))","v":{"$error":"#VALUE!"}},{"$f":"IF(BG189<1.4,\"ROJO\", IF(BG189<3,\"AMARILLO\", IF(BG189<9,\"VERDE\", \"AZUL\")))","v":{"$error":"#VALUE!"}},{"$f":"IF(BG189<1.4,\"Déficit\", IF(BG189<3,\"Equilibrio\", IF(BG189<9,\"Disponibilidad\", \"Abundante\")))","v":{"$error":"#VALUE!"}},{"$f":"IF(I189+U189+AG189<=0,0,I189+U189+AG189)","v":0},{"$f":"IF(D189=\"MAR\",AI189+R189,IF(D189=\"C\",AI189+R189,AI189+R189+AJ189))","v":{"$error":"#VALUE!"}},{"$f":"BK189/BL189","v":{"$error":"#VALUE!"}},{"$f":"IF(BM189-BG189=0,\"\",\"CHECAR\")","v":{"$error":"#VALUE!"}}]
[null,null,null,null,null,null,null,null,null,null,null,null,null,null,null,null,null,null,null,null,{"$f":"IF(U191=0,\"\",U191/(SUM($U191:$AG191)))","v":""},1,"","","","","","","","","","","",1,null,null,null,null,null,{"$f":"IF(U190=0,\"\",U190)","v":""},1,"","","","","","","","","","","",1]
[53,{"$f":"A191","v":53},{"$f":"A191","v":53},58,null,null,null,{"$f":"C26","v":0},{"$f":"T181+T183+T185+T187+T189","v":5047.9669020000001},{"$f":"J26","v":0},{"$f":"I26","v":0},5047.9669020000001,{"$f":"H26","v":0},{"$f":"L26","v":0},0,{"$f":"SUM(M191:O191)","v":0},0,0,{"$f":"L191-Q191-R191","v":5047.9669020000001},{"$f":"IF(S191<0,0,S191)","v":5047.9669020000001},{"$f":"K191+H191","v":0},{"$f":"T181","v":5047.9669020000001},{"$f":"+T183","v":0},{"$f":"+T185","v":0},{"$f":"+T187","v":0},{"$f":"+T189","v":0},null,null,null,null,null,null,{"$f":"J191","v":0},5047.9669020000001,{"$f":"+Q191","v":0},{"$f":"(AI201+R201+AJ201)*V200","v":12563.535046930883},{"$f":"(AI191+R191+AJ191)*U190","v":{"$error":"#VALUE!"}},{"$f":"IF(AG191>0,(AI191+R191+AJ191)*AG190,\"\")","v":""},{"$f":"SUM(AI191:AK191)","v":{"$error":"#VALUE!"}},{"$f":"IF(AN190=\"\",\"\",$AM191*AN190)","v":""},{"$error":"#VALUE!"},"","","","","","","","","","","",{"$error":"#VALUE!"},{"$f":"+U191","v":0},{"$f":"IF(D191=\"MAR\",IF((BB191-AJ191)<0,0,BB191-AJ191),IF(D191=\"C\",IF((BB191-AJ191)<0,0,BB191-AJ191),IF((BB191-AK191)<0,0,BB191-AK191)))","v":{"$error":"#VALUE!"}},{"$f":"IF(AG191=0,\"\",IF(AG191-AL191<0,0,AG191-AL191))","v":""},{"$f":"IF(D191=\"MAR\",0,IF(D191=\"C\",0,AJ191))","v":12563.535046930883},{"$f":"IF(T191-BE191<0,0,T191-BE191)","v":0},{"$f":"IF(D191=\"MAR\",IF(AI191+R191+AJ191=0,\"Infinito\",(I191+U191+AG191)/(AI191+R191)),IF(D191=\"C\",IF(AI191+R191+AJ191=0,\"Infinito\",(I191+U191+AG191)/(AI191+R191)),IF(AI191+R191+AJ191=0,\"Infinito\",(I191+U191+AG191)/(AI191+R191+AJ191))))","v":0.401795106484234},{"$f":"IF(BG191<1.4,\"1\", IF(BG191<3,\"2\", IF(BG191<9,\"3\", \"4\")))","v":"1"},{"$f":"IF(BG191<1.4,\"ROJO\", IF(BG191<3,\"AMARILLO\", IF(BG191<9,\"VERDE\", \"AZUL\")))","v":"ROJO"},{"$f":"IF(BG191<1.4,\"Déficit\", IF(BG191<3,\"Equilibrio\", IF(BG191<9,\"Disponibilidad\", \"Abundante\")))","v":"Déficit"},{"$f":"IF(I191+U191+AG191<=0,0,I191+U191+AG191)","v":5047.9669020000001},{"$f":"IF(D191=\"MAR\",AI191+R191,IF(D191=\"C\",AI191+R191,AI191+R191+AJ191))","v":12563.535046930883},{"$f":"BK191/BL191","v":0.401795106484234},{"$f":"IF(BM191-BG191=0,\"\",\"CHECAR\")","v":""}]
[null,null,null,null,null,null,null,null,null,null,null,null,null,null,null,null,null,null,null,null,{"$f":"IF(U193=0,\"\",U193/(SUM($U193:$AG193)))","v":""},"","","","","","","","","","","","",0,null,null,null,null,null,{"$f":"IF(U192=0,\"\",U192)","v":""},"","","","","","","","","","","","",0]
[54,{"$f":"A193","v":54},{"$f":"A193","v":54},58,null,null,null,{"$f":"C27","v":0},null,{"$f":"J27","v":0},{"$f":"I27","v":0},0,{"$f":"H27","v":0},{"$f":"L27","v":0},0,{"$f":"SUM(M193:O193)","v":0},0,0,{"$f":"L193-Q193-R193","v":0},{"$f":"IF(S193<0,0,S193)","v":0},{"$f":"K193+H193","v":0},null,null,null,null,null,null,null,null,null,null,null,{"$f":"J193","v":0},0,{"$f":"+Q193","v":0},{"$f":"(AI201+R201+AJ201)*W200","v":{"$error":"#VALUE!"}},{"$f":"(AI193+R193+AJ193)*U192","v":{"$error":"#VALUE!"}},{"$f":"IF(AG193>0,(AI193+R193+AJ193)*AG192,\"\")","v":""},{"$f":"SUM(AI193:AK193)","v":{"$error":"#VALUE!"}},{"$f":"IF(AN192=\"\",\"\",$AM193*AN192)","v":""},"","","","","","","","","","","","",0,{"$f":"+U193","v":0},{"$f":"IF(D193=\"MAR\",IF((BB193-AJ193)<0,0,BB193-AJ193),IF(D193=\"C\",IF((BB193-AJ193)<0,0,BB193-AJ193),IF((BB193-AK193)<0,0,BB193-AK193)))","v":{"$error":"#VALUE!"}},{"$f":"IF(AG193=0,\"\",IF(AG193-AL193<0,0,AG193-AL193))","v":""},{"$f":"IF(D193=\"MAR\",0,IF(D193=\"C\",0,AJ193))","v":{"$error":"#VALUE!"}},{"$f":"IF(T193-BE193<0,0,T193-BE193)","v":{"$error":"#VALUE!"}},{"$f":"IF(D193=\"MAR\",IF(AI193+R193+AJ193=0,\"Infinito\",(I193+U193+AG193)/(AI193+R193)),IF(D193=\"C\",IF(AI193+R193+AJ193=0,\"Infinito\",(I193+U193+AG193)/(AI193+R193)),IF(AI193+R193+AJ193=0,\"Infinito\",(I193+U193+AG193)/(AI193+R193+AJ193))))","v":{"$error":"#VALUE!"}},{"$f":"IF(BG193<1.4,\"1\", IF(BG193<3,\"2\", IF(BG193<9,\"3\", \"4\")))","v":{"$error":"#VALUE!"}},{"$f":"IF(BG193<1.4,\"ROJO\", IF(BG193<3,\"AMARILLO\", IF(BG193<9,\"VERDE\", \"AZUL\")))","v":{"$error":"#VALUE!"}},{"$f":"IF(BG193<1.4,\"Déficit\", IF(BG193<3,\"Equilibrio\", IF(BG193<9,\"Disponibilidad\", \"Abundante\")))","v":{"$error":"#VALUE!"}},{"$f":"IF(I193+U193+AG193<=0,0,I193+U193+AG193)","v":0},{"$f":"IF(D193=\"MAR\",AI193+R193,IF(D193=\"C\",AI193+R193,AI193+R193+AJ193))","v":{"$error":"#VALUE!"}},{"$f":"BK193/BL193","v":{"$error":"#VALUE!"}},{"$f":"IF(BM193-BG193=0,\"\",\"CHECAR\")","v":{"$error":"#VALUE!"}}]
[null,null,null,null,null,null,null,null,null,null,null,null,null,null,null,null,null,null,null,null,{"$f":"IF(U195=0,\"\",U195/(SUM($U195:$AG195)))","v":""},"","","","","","","","","","","","",0,null,null,null,null,null,{"$f":"IF(U194=0,\"\",U194)","v":""},"","","","","","","","","","","","",0]
[55,{"$f":"A195","v":55},{"$f":"A195","v":55},59,null,null,null,{"$f":"C28","v":0},null,{"$f":"J28","v":0},{"$f":"I28","v":0},0,{"$f":"H28","v":0},{"$f":"L28","v":0},0,{"$f":"SUM(M195:O195)","v":0},0,0,{"$f":"L195-Q195-R195","v":0},{"$f":"IF(S195<0,0,S195)","v":0},{"$f":"K195+H195","v":0},null,null,null,null,null,null,null,null,null,null,null,{"$f":"J195","v":0},0,{"$f":"+Q195","v":0},{"$f":"(AI203+R203+AJ203)*V202","v":{"$error":"#VALUE!"}},{"$f":"(AI195+R195+AJ195)*U194","v":{"$error":"#VALUE!"}},{"$f":"IF(AG195>0,(AI195+R195+AJ195)*AG194,\"\")","v":""},{"$f":"SUM(AI195:AK195)","v":{"$error":"#VALUE!"}},{"$f":"IF(AN194=\"\",\"\",$AM195*AN194)","v":""},"","","","","","","","","","","","",0,{"$f":"+U195","v":0},{"$f":"IF(D195=\"MAR\",IF((BB195-AJ195)<0,0,BB195-AJ195),IF(D195=\"C\",IF((BB195-AJ195)<0,0,BB195-AJ195),IF((BB195-AK195)<0,0,BB195-AK195)))","v":{"$error":"#VALUE!"}},{"$f":"IF(AG195=0,\"\",IF(AG195-AL195<0,0,AG195-AL195))","v":""},{"$f":"IF(D195=\"MAR\",0,IF(D195=\"C\",0,AJ195))","v":{"$error":"#VALUE!"}},{"$f":"IF(T195-BE195<0,0,T195-BE195)","v":{"$error":"#VALUE!"}},{"$f":"IF(D195=\"MAR\",IF(AI195+R195+AJ195=0,\"Infinito\",(I195+U195+AG195)/(AI195+R195)),IF(D195=\"C\",IF(AI195+R195+AJ195=0,\"Infinito\",(I195+U195+AG195)/(AI195+R195)),IF(AI195+R195+AJ195=0,\"Infinito\",(I195+U195+AG195)/(AI195+R195+AJ195))))","v":{"$error":"#VALUE!"}},{"$f":"IF(BG195<1.4,\"1\", IF(BG195<3,\"2\", IF(BG195<9,\"3\", \"4\")))","v":{"$error":"#VALUE!"}},{"$f":"IF(BG195<1.4,\"ROJO\", IF(BG195<3,\"AMARILLO\", IF(BG195<9,\"VERDE\", \"AZUL\")))","v":{"$error":"#VALUE!"}},{"$f":"IF(BG195<1.4,\"Déficit\", IF(BG195<3,\"Equilibrio\", IF(BG195<9,\"Disponibilidad\", \"Abundante\")))","v":{"$error":"#VALUE!"}},{"$f":"IF(I195+U195+AG195<=0,0,I195+U195+AG195)","v":0},{"$f":"IF(D195=\"MAR\",AI195+R195,IF(D195=\"C\",AI195+R195,AI195+R195+AJ195))","v":{"$error":"#VALUE!"}},{"$f":"BK195/BL195","v":{"$error":"#VALUE!"}},{"$f":"IF(BM195-BG195=0,\"\",\"CHECAR\")","v":{"$error":"#VALUE!"}}]
[null,null,null,null,null,null,null,null,null,null,null,null,null,null,null,null,null,null,null,null,{"$f":"IF(U197=0,\"\",U197/(SUM($U197:$AG197)))","v":""},"","","","","","","","","","","","",0,null,null,null,null,null,{"$f":"IF(U196=0,\"\",U196)","v":""},"","","","","","","","","","","","",0]
[56,{"$f":"A197","v":56},{"$f":"A197","v":56},59,null,null,null,{"$f":"C29","v":0},null,{"$f":"J29","v":0},{"$f":"I29","v":0},0,{"$f":"H29","v":0},{"$f":"L29","v":0},0,{"$f":"SUM(M197:O197)","v":0},0,0,{"$f":"L197-Q197-R197","v":0},{"$f":"IF(S197<0,0,S197)","v":0},{"$f":"K197+H197","v":0},null,null,null,null,null,null,null,null,null,null,null,{"$f":"J197","v":0},0,{"$f":"+Q197","v":0},{"$f":"(AI203+R203+AJ203)*W202","v":{"$error":"#VALUE!"}},{"$f":"(AI197+R197+AJ197)*U196","v":{"$error":"#VALUE!"}},{"$f":"IF(AG197>0,(AI197+R197+AJ197)*AG196,\"\")","v":""},{"$f":"SUM(AI197:AK197)","v":{"$error":"#VALUE!"}},{"$f":"IF(AN196=\"\",\"\",$AM197*AN196)","v":""},"","","","","","","","","","","","",0,{"$f":"+U197","v":0},{"$f":"IF(D197=\"MAR\",IF((BB197-AJ197)<0,0,BB197-AJ197),IF(D197=\"C\",IF((BB197-AJ197)<0,0,BB197-AJ197),IF((BB197-AK197)<0,0,BB197-AK197)))","v":{"$error":"#VALUE!"}},{"$f":"IF(AG197=0,\"\",IF(AG197-AL197<0,0,AG197-AL197))","v":""},{"$f":"IF(D197=\"MAR\",0,IF(D197=\"C\",0,AJ197))","v":{"$error":"#VALUE!"}},{"$f":"IF(T197-BE197<0,0,T197-BE197)","v":{"$error":"#VALUE!"}},{"$f":"IF(D197=\"MAR\",IF(AI197+R197+AJ197=0,\"Infinito\",(I197+U197+AG197)/(AI197+R197)),IF(D197=\"C\",IF(AI197+R197+AJ197=0,\"Infinito\",(I197+U197+AG197)/(AI197+R197)),IF(AI197+R197+AJ197=0,\"Infinito\",(I197+U197+AG197)/(AI197+R197+AJ197))))","v":{"$error":"#VALUE!"}},{"$f":"IF(BG197<1.4,\"1\", IF(BG197<3,\"2\", IF(BG197<9,\"3\", \"4\")))","v":{"$error":"#VALUE!"}},{"$f":"IF(BG197<1.4,\"ROJO\", IF(BG197<3,\"AMARILLO\", IF(BG197<9,\"VERDE\", \"AZUL\")))","v":{"$error":"#VALUE!"}},{"$f":"IF(BG197<1.4,\"Déficit\", IF(BG197<3,\"Equilibrio\", IF(BG197<9,\"Disponibilidad\", \"Abundante\")))","v":{"$error":"#VALUE!"}},{"$f":"IF(I197+U197+AG197<=0,0,I197+U197+AG197)","v":0},{"$f":"IF(D197=\"MAR\",AI197+R197,IF(D197=\"C\",AI197+R197,AI197+R197+AJ197))","v":{"$error":"#VALUE!"}},{"$f":"BK197/BL197","v":{"$error":"#VALUE!"}},{"$f":"IF(BM197-BG197=0,\"\",\"CHECAR\")","v":{"$error":"#VALUE!"}}]
[null,null,null,null,null,null,null,null,null,null,null,null,null,null,null,null,null,null,null,null,{"$f":"IF(U199=0,\"\",U199/(SUM($U199:$AG199)))","v":""},"","","","","","","","","","","","",0,null,null,null,null,null,null,{"$f":"IF(V198=0,\"\",V198)","v":""},"","","","","","","","","","",""]
[57,{"$f":"A199","v":57},{"$f":"A199","v":57},59,null,null,null,{"$f":"C30","v":0},null,{"$f":"J30","v":0},{"$f":"I30","v":0},0,{"$f":"H30","v":0},{"$f":"L30","v":0},0,{"$f":"SUM(M199:O199)","v":0},0,0,{"$f":"L199-Q199-R199","v":0},{"$f":"IF(S199<0,0,S199)","v":0},{"$f":"K199+H199","v":0},null,null,null,null,null,null,null,null,null,null,null,{"$f":"J199","v":0},0,{"$f":"+Q199","v":0},{"$f":"(AI203+R203+AJ203)*X202","v":{"$error":"#VALUE!"}},{"$f":"(AI199+R199+AJ199)*U198","v":{"$error":"#VALUE!"}},{"$f":"IF(AG199>0,(AI199+R199+AJ199)*AG198,\"\")","v":""},{"$f":"SUM(AI199:AK199)","v":{"$error":"#VALUE!"}},{"$f":"IF(AN198=\"\",\"\",$AM199*AN198)","v":""},"","","","","","","","","","","","",{"$f":"SUM(AN199:AZ199)","v":0},{"$f":"+U199","v":0},{"$f":"IF(D199=\"MAR\",IF((BB199-AJ199)<0,0,BB199-AJ199),IF(D199=\"C\",IF((BB199-AJ199)<0,0,BB199-AJ199),IF((BB199-AK199)<0,0,BB199-AK199)))","v":{"$error":"#VALUE!"}},{"$f":"IF(AG199=0,\"\",IF(AG199-AL199<0,0,AG199-AL199))","v":""},{"$f":"IF(D199=\"MAR\",0,IF(D199=\"C\",0,AJ199))","v":{"$error":"#VALUE!"}},{"$f":"IF(T199-BE199<0,0,T199-BE199)","v":{"$error":"#VALUE!"}},{"$f":"IF(D199=\"MAR\",IF(AI199+R199+AJ199=0,\"Infinito\",(I199+U199+AG199)/(AI199+R199)),IF(D199=\"C\",IF(AI199+R199+AJ199=0,\"Infinito\",(I199+U199+AG199)/(AI199+R199)),IF(AI199+R199+AJ199=0,\"Infinito\",(I199+U199+AG199)/(AI199+R199+AJ199))))","v":{"$error":"#VALUE!"}},{"$f":"IF(BG199<1.4,\"1\", IF(BG199<3,\"2\", IF(BG199<9,\"3\", \"4\")))","v":{"$error":"#VALUE!"}},{"$f":"IF(BG199<1.4,\"ROJO\", IF(BG199<3,\"AMARILLO\", IF(BG199<9,\"VERDE\", \"AZUL\")))","v":{"$error":"#VALUE!"}},{"$f":"IF(BG199<1.4,\"Déficit\", IF(BG199<3,\"Equilibrio\", IF(BG199<9,\"Disponibilidad\", \"Abundante\")))","v":{"$error":"#VALUE!"}},{"$f":"IF(I199+U199+AG199<=0,0,I199+U199+AG199)","v":0},{"$f":"IF(D199=\"MAR\",AI199+R199,IF(D199=\"C\",AI199+R199,AI199+R199+AJ199))","v":{"$error":"#VALUE!"}},{"$f":"BK199/BL199","v":{"$error":"#VALUE!"}},{"$f":"IF(BM199-BG199=0,\"\",\"CHECAR\")","v":{"$error":"#VALUE!"}}]
[null,null,null,null,null,null,null,null,null,null,null,null,null,null,null,null,null,null,null,null,{"$f":"IF(U201=0,\"\",U201/(SUM($U201:$AG201)))","v":""},1,"","","","","","","","","","","",1,null,null,null,null,null,null,{"$f":"IF(V200=0,\"\",V200)","v":1},"","","","","","","","","","",""]
[58,{"$f":"A201","v":58},{"$f":"A201","v":58},61,null,null,null,{"$f":"C31","v":0},{"$f":"T191+T193","v":5047.9669020000001},{"$f":"J31","v":0},{"$f":"I31","v":0},5047.9669020000001,{"$f":"H31","v":0},{"$f":"L31","v":0},0,{"$f":"SUM(M201:O201)","v":0},0,0,{"$f":"L201-Q201-R201","v":5047.9669020000001},{"$f":"IF(S201<0,0,S201)","v":5047.9669020000001},{"$f":"K201+H201","v":0},{"$f":"T191","v":5047.9669020000001},{"$f":"+T193","v":0},null,null,null,null,null,null,null,null,null,{"$f":"J201","v":0},5047.9669020000001,{"$f":"+Q201","v":0},{"$f":"(AI207+R207+AJ207)*V206","v":12563.535046930883},{"$f":"(AI201+R201+AJ201)*U200","v":{"$error":"#VALUE!"}},{"$f":"IF(AG201>0,(AI201+R201+AJ201)*AG200,\"\")","v":""},{"$f":"SUM(AI201:AK201)","v":{"$error":"#VALUE!"}},{"$f":"IF(AN200=\"\",\"\",$AM201*AN200)","v":""},{"$error":"#VALUE!"},"","","","","","","","","","","",{"$f":"SUM(AN201:AZ201)","v":{"$error":"#VALUE!"}},{"$f":"+U201","v":0},{"$f":"IF(D201=\"MAR\",IF((BB201-AJ201)<0,0,BB201-AJ201),IF(D201=\"C\",IF((BB201-AJ201)<0,0,BB201-AJ201),IF((BB201-AK201)<0,0,BB201-AK201)))","v":{"$error":"#VALUE!"}},{"$f":"IF(AG201=0,\"\",IF(AG201-AL201<0,0,AG201-AL201))","v":""},{"$f":"IF(D201=\"MAR\",0,IF(D201=\"C\",0,AJ201))","v":12563.535046930883},{"$f":"IF(T201-BE201<0,0,T201-BE201)","v":0},{"$f":"IF(D201=\"MAR\",IF(AI201+R201+AJ201=0,\"Infinito\",(I201+U201+AG201)/(AI201+R201)),IF(D201=\"C\",IF(AI201+R201+AJ201=0,\"Infinito\",(I201+U201+AG201)/(AI201+R201)),IF(AI201+R201+AJ201=0,\"Infinito\",(I201+U201+AG201)/(AI201+R201+AJ201))))","v":0.401795106484234},{"$f":"IF(BG201<1.4,\"1\", IF(BG201<3,\"2\", IF(BG201<9,\"3\", \"4\")))","v":"1"},{"$f":"IF(BG201<1.4,\"ROJO\", IF(BG201<3,\"AMARILLO\", IF(BG201<9,\"VERDE\", \"AZUL\")))","v":"ROJO"},{"$f":"IF(BG201<1.4,\"Déficit\", IF(BG201<3,\"Equilibrio\", IF(BG201<9,\"Disponibilidad\", \"Abundante\")))","v":"Déficit"},{"$f":"IF(I201+U201+AG201<=0,0,I201+U201+AG201)","v":5047.9669020000001},{"$f":"IF(D201=\"MAR\",AI201+R201,IF(D201=\"C\",AI201+R201,AI201+R201+AJ201))","v":12563.535046930883},{"$f":"BK201/BL201","v":0.401795106484234},{"$f":"IF(BM201-BG201=0,\"\",\"CHECAR\")","v":""}]
[null,null,null,null,null,null,null,null,null,null,null,null,null,null,null,null,null,null,null,null,{"$f":"IF(U203=0,\"\",U203/(SUM($U203:$AG203)))","v":""},"","","","","","","","","","","","",0,null,null,null,null,null,{"$f":"IF(U202=0,\"\",U202)","v":""},"","","","","","","","","","","",""]
[59,{"$f":"A203","v":59},{"$f":"A203","v":59},61,null,null,null,{"$f":"C32","v":0},{"$f":"T195+T197+T199","v":0},{"$f":"J32","v":0},{"$f":"I32","v":0},0,{"$f":"H32","v":0},{"$f":"L32","v":0},0,{"$f":"SUM(M203:O203)","v":0},0,0,{"$f":"L203-Q203-R203","v":0},{"$f":"IF(S203<0,0,S203)","v":0},{"$f":"K203+H203","v":0},{"$f":"T195","v":0},{"$f":"+T197","v":0},{"$f":"+T199","v":0},null,null,null,null,null,null,null,null,{"$f":"J203","v":0},0,{"$f":"+Q203","v":0},{"$f":"(AI207+R207+AJ207)*W206","v":{"$error":"#VALUE!"}},{"$f":"(AI203+R203+AJ203)*U202","v":{"$error":"#VALUE!"}},{"$f":"IF(AG203>0,(AI203+R203+AJ203)*AG202,\"\")","v":""},{"$f":"SUM(AI203:AK203)","v":{"$error":"#VALUE!"}},{"$f":"IF(AN202=\"\",\"\",$AM203*AN202)","v":""},"","","","","","","","","","","","",{"$f":"SUM(AN203:AZ203)","v":0},{"$f":"+U203","v":0},{"$f":"IF(D203=\"MAR\",IF((BB203-AJ203)<0,0,BB203-AJ203),IF(D203=\"C\",IF((BB203-AJ203)<0,0,BB203-AJ203),IF((BB203-AK203)<0,0,BB203-AK203)))","v":{"$error":"#VALUE!"}},{"$f":"IF(AG203=0,\"\",IF(AG203-AL203<0,0,AG203-AL203))","v":""},{"$f":"IF(D203=\"MAR\",0,IF(D203=\"C\",0,AJ203))","v":{"$error":"#VALUE!"}},{"$f":"IF(T203-BE203<0,0,T203-BE203)","v":{"$error":"#VALUE!"}},{"$f":"IF(D203=\"MAR\",IF(AI203+R203+AJ203=0,\"Infinito\",(I203+U203+AG203)/(AI203+R203)),IF(D203=\"C\",IF(AI203+R203+AJ203=0,\"Infinito\",(I203+U203+AG203)/(AI203+R203)),IF(AI203+R203+AJ203=0,\"Infinito\",(I203+U203+AG203)/(AI203+R203+AJ203))))","v":{"$error":"#VALUE!"}},{"$f":"IF(BG203<1.4,\"1\", IF(BG203<3,\"2\", IF(BG203<9,\"3\", \"4\")))","v":{"$error":"#VALUE!"}},{"$f":"IF(BG203<1.4,\"ROJO\", IF(BG203<3,\"AMARILLO\", IF(BG203<9,\"VERDE\", \"AZUL\")))","v":{"$error":"#VALUE!"}},{"$f":"IF(BG203<1.4,\"Déficit\", IF(BG203<3,\"Equilibrio\", IF(BG203<9,\"Disponibilidad\", \"Abundante\")))","v":{"$error":"#VALUE!"}},{"$f":"IF(I203+U203+AG203<=0,0,I203+U203+AG203)","v":0},{"$f":"IF(D203=\"MAR\",AI203+R203,IF(D203=\"C\",AI203+R203,AI203+R203+AJ203))","v":{"$error":"#VALUE!"}},{"$f":"BK203/BL203","v":{"$error":"#VALUE!"}},{"$f":"IF(BM203-BG203=0,\"\",\"CHECAR\")","v":{"$error":"#VALUE!"}}]
[null,null,null,null,null,null,null,null,null,null,null,null,null,null,null,null,null,null,null,null,{"$f":"IF(U205=0,\"\",U205/(SUM($U205:$AG205)))","v":""},"","","","","","","","","","","","",0,null,null,null,null,null,{"$f":"IF(U204=0,\"\",U204)","v":""},"","","","","","","","","","","","",0]
[60,{"$f":"A205","v":60},{"$f":"A205","v":60},61,null,null,null,{"$f":"C33","v":0},null,{"$f":"J33","v":0},{"$f":"I33","v":0},0,{"$f":"H33","v":0},{"$f":"L33","v":0},0,{"$f":"SUM(M205:O205)","v":0},0,0,{"$f":"L205-Q205-R205","v":0},{"$f":"IF(S205<0,0,S205)","v":0},{"$f":"K205+H205","v":0},null,null,null,null,null,null,null,null,null,null,null,{"$f":"J205","v":0},0,{"$f":"+Q205","v":0},{"$f":"(AI207+R207+AJ207)*X206","v":{"$error":"#VALUE!"}},{"$f":"(AI205+R205+AJ205)*U204","v":{"$error":"#VALUE!"}},{"$f":"IF(AG205>0,(AI205+R205+AJ205)*AG204,\"\")","v":""},{"$f":"SUM(AI205:AK205)","v":{"$error":"#VALUE!"}},{"$f":"IF(AN204=\"\",\"\",$AM205*AN204)","v":""},"","","","","","","","","","","","",0,{"$f":"+U205","v":0},{"$f":"IF(D205=\"MAR\",IF((BB205-AJ205)<0,0,BB205-AJ205),IF(D205=\"C\",IF((BB205-AJ205)<0,0,BB205-AJ205),IF((BB205-AK205)<0,0,BB205-AK205)))","v":{"$error":"#VALUE!"}},{"$f":"IF(AG205=0,\"\",IF(AG205-AL205<0,0,AG205-AL205))","v":""},{"$f":"IF(D205=\"MAR\",0,IF(D205=\"C\",0,AJ205))","v":{"$error":"#VALUE!"}},{"$f":"IF(T205-BE205<0,0,T205-BE205)","v":{"$error":"#VALUE!"}},{"$f":"IF(D205=\"MAR\",IF(AI205+R205+AJ205=0,\"Infinito\",(I205+U205+AG205)/(AI205+R205)),IF(D205=\"C\",IF(AI205+R205+AJ205=0,\"Infinito\",(I205+U205+AG205)/(AI205+R205)),IF(AI205+R205+AJ205=0,\"Infinito\",(I205+U205+AG205)/(AI205+R205+AJ205))))","v":{"$error":"#VALUE!"}},{"$f":"IF(BG205<1.4,\"1\", IF(BG205<3,\"2\", IF(BG205<9,\"3\", \"4\")))","v":{"$error":"#VALUE!"}},{"$f":"IF(BG205<1.4,\"ROJO\", IF(BG205<3,\"AMARILLO\", IF(BG205<9,\"VERDE\", \"AZUL\")))","v":{"$error":"#VALUE!"}},{"$f":"IF(BG205<1.4,\"Déficit\", IF(BG205<3,\"Equilibrio\", IF(BG205<9,\"Disponibilidad\", \"Abundante\")))","v":{"$error":"#VALUE!"}},{"$f":"IF(I205+U205+AG205<=0,0,I205+U205+AG205)","v":0},{"$f":"IF(D205=\"MAR\",AI205+R205,IF(D205=\"C\",AI205+R205,AI205+R205+AJ205))","v":{"$error":"#VALUE!"}},{"$f":"BK205/BL205","v":{"$error":"#VALUE!"}},{"$f":"IF(BM205-BG205=0,\"\",\"CHECAR\")","v":{"$error":"#VALUE!"}}]
[null,null,null,null,null,null,null,null,null,null,null,null,null,null,null,null,null,null,null,null,{"$f":"IF(U207=0,\"\",U207/(SUM($U207:$AG207)))","v":""},1,"","","","","","","","","","","",{"$f":"SUM(U206:AG206)","v":1},null,null,null,null,null,{"$f":"IF(U206=0,\"\",U206)","v":""},1,"","","","","","","","","","","",1]
[61,{"$f":"A207","v":61},{"$f":"A207","v":61},64,null,null,null,{"$f":"C34","v":0},{"$f":"T201+T203+T205","v":5047.9669020000001},{"$f":"J34","v":0},{"$f":"I34","v":0},5047.9669020000001,{"$f":"H34","v":0},{"$f":"L34","v":0},0,{"$f":"SUM(M207:O207)","v":0},0,0,{"$f":"L207-Q207-R207","v":5047.9669020000001},{"$f":"IF(S207<0,0,S207)","v":5047.9669020000001},{"$f":"K207+H207","v":0},{"$f":"T201","v":5047.9669020000001},{"$f":"+T203","v":0},{"$f":"+T205","v":0},null,null,null,null,null,null,null,null,{"$f":"J207","v":0},{"$f":"SUM(U207:AG207)","v":5047.9669020000001},{"$f":"+Q207","v":0},{"$f":"(AI213+R213+AJ213)*V212","v":12563.535046930883},{"$f":"(AI207+R207+AJ207)*U206","v":{"$error":"#VALUE!"}},{"$f":"IF(AG207>0,(AI207+R207+AJ207)*AG206,\"\")","v":""},{"$f":"SUM(AI207:AK207)","v":{"$error":"#VALUE!"}},{"$f":"IF(AN206=\"\",\"\",$AM207*AN206)","v":""},{"$error":"#VALUE!"},"","","","","","","","","","","",{"$error":"#VALUE!"},{"$f":"+U207","v":0},{"$f":"IF(D207=\"MAR\",IF((BB207-AJ207)<0,0,BB207-AJ207),IF(D207=\"C\",IF((BB207-AJ207)<0,0,BB207-AJ207),IF((BB207-AK207)<0,0,BB207-AK207)))","v":{"$error":"#VALUE!"}},{"$f":"IF(AG207=0,\"\",IF(AG207-AL207<0,0,AG207-AL207))","v":""},{"$f":"IF(D207=\"MAR\",0,IF(D207=\"C\",0,AJ207))","v":12563.535046930883},{"$f":"IF(T207-BE207<0,0,T207-BE207)","v":0},{"$f":"IF(D207=\"MAR\",IF(AI207+R207+AJ207=0,\"Infinito\",(I207+U207+AG207)/(AI207+R207)),IF(D207=\"C\",IF(AI207+R207+AJ207=0,\"Infinito\",(I207+U207+AG207)/(AI207+R207)),IF(AI207+R207+AJ207=0,\"Infinito\",(I207+U207+AG207)/(AI207+R207+AJ207))))","v":0.401795106484234},{"$f":"IF(BG207<1.4,\"1\", IF(BG207<3,\"2\", IF(BG207<9,\"3\", \"4\")))","v":"1"},{"$f":"IF(BG207<1.4,\"ROJO\", IF(BG207<3,\"AMARILLO\", IF(BG207<9,\"VERDE\", \"AZUL\")))","v":"ROJO"},{"$f":"IF(BG207<1.4,\"Déficit\", IF(BG207<3,\"Equilibrio\", IF(BG207<9,\"Disponibilidad\", \"Abundante\")))","v":"Déficit"},{"$f":"IF(I207+U207+AG207<=0,0,I207+U207+AG207)","v":5047.9669020000001},{"$f":"IF(D207=\"MAR\",AI207+R207,IF(D207=\"C\",AI207+R207,AI207+R207+AJ207))","v":12563.535046930883},{"$f":"BK207/BL207","v":0.401795106484234},{"$f":"IF(BM207-BG207=0,\"\",\"CHECAR\")","v":""}]
[null,null,null,null,null,null,null,null,null,null,null,null,null,null,null,null,null,null,null,null,{"$f":"IF(U209=0,\"\",U209/(SUM($U209:$AG209)))","v":""},"","","","","","","","","","","","",{"$f":"SUM(U208:AG208)","v":0},null,null,null,null,null,{"$f":"IF(U208=0,\"\",U208)","v":""},"","","","","","","","","","","","",0]
[62,{"$f":"A209","v":62},{"$f":"A209","v":62},64,null,null,null,{"$f":"C35","v":0},null,{"$f":"J35","v":0},{"$f":"I35","v":0},0,{"$f":"H35","v":0},{"$f":"L35","v":0},0,{"$f":"SUM(M209:O209)","v":0},0,0,{"$f":"L209-Q209-R209","v":0},{"$f":"IF(S209<0,0,S209)","v":0},{"$f":"K209+H209","v":0},null,null,null,null,null,null,null,null,null,null,null,{"$f":"J209","v":0},0,{"$f":"+Q209","v":0},{"$f":"(AI213+R213+AJ213)*W212","v":{"$error":"#VALUE!"}},{"$f":"(AI209+R209+AJ209)*U208","v":{"$error":"#VALUE!"}},{"$f":"IF(AG209>0,(AI209+R209+AJ209)*AG208,\"\")","v":""},{"$f":"SUM(AI209:AK209)","v":{"$error":"#VALUE!"}},{"$f":"IF(AN208=\"\",\"\",$AM209*AN208)","v":""},"","","","","","","","","","","","",0,{"$f":"+U209","v":0},{"$f":"IF(D209=\"MAR\",IF((BB209-AJ209)<0,0,BB209-AJ209),IF(D209=\"C\",IF((BB209-AJ209)<0,0,BB209-AJ209),IF((BB209-AK209)<0,0,BB209-AK209)))","v":{"$error":"#VALUE!"}},{"$f":"IF(AG209=0,\"\",IF(AG209-AL209<0,0,AG209-AL209))","v":""},{"$f":"IF(D209=\"MAR\",0,IF(D209=\"C\",0,AJ209))","v":{"$error":"#VALUE!"}},{"$f":"IF(T209-BE209<0,0,T209-BE209)","v":{"$error":"#VALUE!"}},{"$f":"IF(D209=\"MAR\",IF(AI209+R209+AJ209=0,\"Infinito\",(I209+U209+AG209)/(AI209+R209)),IF(D209=\"C\",IF(AI209+R209+AJ209=0,\"Infinito\",(I209+U209+AG209)/(AI209+R209)),IF(AI209+R209+AJ209=0,\"Infinito\",(I209+U209+AG209)/(AI209+R209+AJ209))))","v":{"$error":"#VALUE!"}},{"$f":"IF(BG209<1.4,\"1\", IF(BG209<3,\"2\", IF(BG209<9,\"3\", \"4\")))","v":{"$error":"#VALUE!"}},{"$f":"IF(BG209<1.4,\"ROJO\", IF(BG209<3,\"AMARILLO\", IF(BG209<9,\"VERDE\", \"AZUL\")))","v":{"$error":"#VALUE!"}},{"$f":"IF(BG209<1.4,\"Déficit\", IF(BG209<3,\"Equilibrio\", IF(BG209<9,\"Disponibilidad\", \"Abundante\")))","v":{"$error":"#VALUE!"}},{"$f":"IF(I209+U209+AG209<=0,0,I209+U209+AG209)","v":0},{"$f":"IF(D209=\"MAR\",AI209+R209,IF(D209=\"C\",AI209+R209,AI209+R209+AJ209))","v":{"$error":"#VALUE!"}},{"$f":"BK209/BL209","v":{"$error":"#VALUE!"}},{"$f":"IF(BM209-BG209=0,\"\",\"CHECAR\")","v":{"$error":"#VALUE!"}}]
[null,null,null,null,null,null,null,null,null,null,null,null,null,null,null,null,null,null,null,null,{"$f":"IF(U211=0,\"\",U211/(SUM($U211:$AG211)))","v":""},"","","","","","","","","","","","",0,null,null,null,null,null,{"$f":"IF(U210=0,\"\",U210)","v":""},"","","","","","","","","","","","",0]
[63,{"$f":"A211","v":63},{"$f":"A211","v":63},64,null,null,null,{"$f":"C36","v":0},null,{"$f":"J36","v":0},{"$f":"I36","v":0},0,{"$f":"H36","v":0},{"$f":"L36","v":0},0,{"$f":"SUM(M211:O211)","v":0},0,0,{"$f":"L211-Q211-R211","v":0},{"$f":"IF(S211<0,0,S211)","v":0},{"$f":"K211+H211","v":0},null,null,null,null,null,null,null,null,null,null,null,{"$f":"J211","v":0},0,{"$f":"+Q211","v":0},{"$f":"(AI213+R213+AJ213)*X212","v":{"$error":"#VALUE!"}},{"$f":"(AI211+R211+AJ211)*U210","v":{"$error":"#VALUE!"}},{"$f":"IF(AG211>0,(AI211+R211+AJ211)*AG210,\"\")","v":""},{"$f":"SUM(AI211:AK211)","v":{"$error":"#VALUE!"}},{"$f":"IF(AN210=\"\",\"\",$AM211*AN210)","v":""},"","","","","","","","","","","","",0,{"$f":"+U211","v":0},{"$f":"IF(D211=\"MAR\",IF((BB211-AJ211)<0,0,BB211-AJ211),IF(D211=\"C\",IF((BB211-AJ211)<0,0,BB211-AJ211),IF((BB211-AK211)<0,0,BB211-AK211)))","v":{"$error":"#VALUE!"}},{"$f":"IF(AG211=0,\"\",IF(AG211-AL211<0,0,AG211-AL211))","v":""},{"$f":"IF(D211=\"MAR\",0,IF(D211=\"C\",0,AJ211))","v":{"$error":"#VALUE!"}},{"$f":"IF(T211-BE211<0,0,T211-BE211)","v":{"$error":"#VALUE!"}},{"$f":"IF(D211=\"MAR\",IF(AI211+R211+AJ211=0,\"Infinito\",(I211+U211+AG211)/(AI211+R211)),IF(D211=\"C\",IF(AI211+R211+AJ211=0,\"Infinito\",(I211+U211+AG211)/(AI211+R211)),IF(AI211+R211+AJ211=0,\"Infinito\",(I211+U211+AG211)/(AI211+R211+AJ211))))","v":{"$error":"#VALUE!"}},{"$f":"IF(BG211<1.4,\"1\", IF(BG211<3,\"2\", IF(BG211<9,\"3\", \"4\")))","v":{"$error":"#VALUE!"}},{"$f":"IF(BG211<1.4,\"ROJO\", IF(BG211<3,\"AMARILLO\", IF(BG211<9,\"VERDE\", \"AZUL\")))","v":{"$error":"#VALUE!"}},{"$f":"IF(BG211<1.4,\"Déficit\", IF(BG211<3,\"Equilibrio\", IF(BG211<9,\"Disponibilidad\", \"Abundante\")))","v":{"$error":"#VALUE!"}},{"$f":"IF(I211+U211+AG211<=0,0,I211+U211+AG211)","v":0},{"$f":"IF(D211=\"MAR\",AI211+R211,IF(D211=\"C\",AI211+R211,AI211+R211+AJ211))","v":{"$error":"#VALUE!"}},{"$f":"BK211/BL211","v":{"$error":"#VALUE!"}},{"$f":"IF(BM211-BG211=0,\"\",\"CHECAR\")","v":{"$error":"#VALUE!"}}]
[null,null,null,null,null,null,null,null,null,null,null,null,null,null,null,null,null,null,null,null,{"$f":"IF(U213=0,\"\",U213/(SUM($U213:$AG213)))","v":""},1,"","","","","","","","","","","",1,null,null,null,null,null,{"$f":"IF(U212=0,\"\",U212)","v":""},1,"","","","","","","","","","","",1]
[64,{"$f":"A213","v":64},{"$f":"A213","v":64},67,null,null,null,{"$f":"C37","v":0},{"$f":"T207+T209+T211","v":5047.9669020000001},{"$f":"J37","v":0},{"$f":"I37","v":0},5047.9669020000001,{"$f":"H37","v":0},{"$f":"L37","v":0},0,{"$f":"SUM(M213:O213)","v":0},0,0,{"$f":"L213-Q213-R213","v":5047.9669020000001},{"$f":"IF(S213<0,0,S213)","v":5047.9669020000001},{"$f":"K213+H213","v":0},{"$f":"T207","v":5047.9669020000001},{"$f":"+T209","v":0},{"$f":"+T211","v":0},null,null,null,null,null,null,null,null,{"$f":"J213","v":0},5047.9669020000001,{"$f":"+Q213","v":0},{"$f":"(AI219+R219+AJ219)*V218","v":12563.535046930883},{"$f":"(AI213+R213+AJ213)*U212","v":{"$error":"#VALUE!"}},{"$f":"IF(AG213>0,(AI213+R213+AJ213)*AG212,\"\")","v":""},{"$f":"SUM(AI213:AK213)","v":{"$error":"#VALUE!"}},{"$f":"IF(AN212=\"\",\"\",$AM213*AN212)","v":""},{"$error":"#VALUE!"},"","","","","","","","","","","",{"$error":"#VALUE!"},{"$f":"+U213","v":0},{"$f":"IF(D213=\"MAR\",IF((BB213-AJ213)<0,0,BB213-AJ213),IF(D213=\"C\",IF((BB213-AJ213)<0,0,BB213-AJ213),IF((BB213-AK213)<0,0,BB213-AK213)))","v":{"$error":"#VALUE!"}},{"$f":"IF(AG213=0,\"\",IF(AG213-AL213<0,0,AG213-AL213))","v":""},{"$f":"IF(D213=\"MAR\",0,IF(D213=\"C\",0,AJ213))","v":12563.535046930883},{"$f":"IF(T213-BE213<0,0,T213-BE213)","v":0},{"$f":"IF(D213=\"MAR\",IF(AI213+R213+AJ213=0,\"Infinito\",(I213+U213+AG213)/(AI213+R213)),IF(D213=\"C\",IF(AI213+R213+AJ213=0,\"Infinito\",(I213+U213+AG213)/(AI213+R213)),IF(AI213+R213+AJ213=0,\"Infinito\",(I213+U213+AG213)/(AI213+R213+AJ213))))","v":0.401795106484234},{"$f":"IF(BG213<1.4,\"1\", IF(BG213<3,\"2\", IF(BG213<9,\"3\", \"4\")))","v":"1"},{"$f":"IF(BG213<1.4,\"ROJO\", IF(BG213<3,\"AMARILLO\", IF(BG213<9,\"VERDE\", \"AZUL\")))","v":"ROJO"},{"$f":"IF(BG213<1.4,\"Déficit\", IF(BG213<3,\"Equilibrio\", IF(BG213<9,\"Disponibilidad\", \"Abundante\")))","v":"Déficit"},{"$f":"IF(I213+U213+AG213<=0,0,I213+U213+AG213)","v":5047.9669020000001},{"$f":"IF(D213=\"MAR\",AI213+R213,IF(D213=\"C\",AI213+R213,AI213+R213+AJ213))","v":12563.535046930883},{"$f":"BK213/BL213","v":0.401795106484234},{"$f":"IF(BM213-BG213=0,\"\",\"CHECAR\")","v":""}]
[null,null,null,null,null,null,null,null,null,null,null,null,null,null,null,null,null,null,null,null,{"$f":"IF(U215=0,\"\",U215/(SUM($U215:$AG215)))","v":""},"","","","","","","","","","","","",0,null,null,null,null,null,{"$f":"IF(U214=0,\"\",U214)","v":""},"","","","","","","","","","","","",0]
[65,{"$f":"A215","v":65},{"$f":"A215","v":65},67,null,null,null,{"$f":"C38","v":0},null,{"$f":"J38","v":0},{"$f":"I38","v":0},0,{"$f":"H38","v":0},{"$f":"L38","v":0},0,{"$f":"SUM(M215:O215)","v":0},0,0,{"$f":"L215-Q215-R215","v":0},{"$f":"IF(S215<0,0,S215)","v":0},{"$f":"K215+H215","v":0},null,null,null,null,null,null,null,null,null,null,null,{"$f":"J215","v":0},0,{"$f":"+Q215","v":0},{"$f":"(AI219+R219+AJ219)*W218","v":{"$error":"#VALUE!"}},{"$f":"(AI215+R215+AJ215)*U214","v":{"$error":"#VALUE!"}},{"$f":"IF(AG215>0,(AI215+R215+AJ215)*AG214,\"\")","v":""},{"$f":"SUM(AI215:AK215)","v":{"$error":"#VALUE!"}},{"$f":"IF(AN214=\"\",\"\",$AM215*AN214)","v":""},"","","","","","","","","","","","",0,{"$f":"+U215","v":0},{"$f":"IF(D215=\"MAR\",IF((BB215-AJ215)<0,0,BB215-AJ215),IF(D215=\"C\",IF((BB215-AJ215)<0,0,BB215-AJ215),IF((BB215-AK215)<0,0,BB215-AK215)))","v":{"$error":"#VALUE!"}},{"$f":"IF(AG215=0,\"\",IF(AG215-AL215<0,0,AG215-AL215))","v":""},{"$f":"IF(D215=\"MAR\",0,IF(D215=\"C\",0,AJ215))","v":{"$error":"#VALUE!"}},{"$f":"IF(T215-BE215<0,0,T215-BE215)","v":{"$error":"#VALUE!"}},{"$f":"IF(D215=\"MAR\",IF(AI215+R215+AJ215=0,\"Infinito\",(I215+U215+AG215)/(AI215+R215)),IF(D215=\"C\",IF(AI215+R215+AJ215=0,\"Infinito\",(I215+U215+AG215)/(AI215+R215)),IF(AI215+R215+AJ215=0,\"Infinito\",(I215+U215+AG215)/(AI215+R215+AJ215))))","v":{"$error":"#VALUE!"}},{"$f":"IF(BG215<1.4,\"1\", IF(BG215<3,\"2\", IF(BG215<9,\"3\", \"4\")))","v":{"$error":"#VALUE!"}},{"$f":"IF(BG215<1.4,\"ROJO\", IF(BG215<3,\"AMARILLO\", IF(BG215<9,\"VERDE\", \"AZUL\")))","v":{"$error":"#VALUE!"}},{"$f":"IF(BG215<1.4,\"Déficit\", IF(BG215<3,\"Equilibrio\", IF(BG215<9,\"Disponibilidad\", \"Abundante\")))","v":{"$error":"#VALUE!"}},{"$f":"IF(I215+U215+AG215<=0,0,I215+U215+AG215)","v":0},{"$f":"IF(D215=\"MAR\",AI215+R215,IF(D215=\"C\",AI215+R215,AI215+R215+AJ215))","v":{"$error":"#VALUE!"}},{"$f":"BK215/BL215","v":{"$error":"#VALUE!"}},{"$f":"IF(BM215-BG215=0,\"\",\"CHECAR\")","v":{"$error":"#VALUE!"}}]
[null,null,null,null,null,null,null,null,null,null,null,null,null,null,null,null,null,null,null,null,{"$f":"IF(U217=0,\"\",U217/(SUM($U217:$AG217)))","v":""},"","","","","","","","","","","","",0,null,null,null,null,null,{"$f":"IF(U216=0,\"\",U216)","v":""},"","","","","","","","","","","","",0]
[66,{"$f":"A217","v":66},{"$f":"A217","v":66},67,null,null,null,{"$f":"C39","v":0},null,{"$f":"J39","v":0},{"$f":"I39","v":0},{"$f":"SUM(H217:K217)","v":0},{"$f":"H39","v":0},{"$f":"L39","v":0},0,{"$f":"SUM(M217:O217)","v":0},{"$f":"+P217","v":0},0,{"$f":"L217-Q217-R217","v":0},{"$f":"IF(S217<0,0,S217)","v":0},{"$f":"K217+H217","v":0},null,null,null,null,null,null,null,null,null,null,null,{"$f":"J217","v":0},0,{"$f":"+Q217","v":0},{"$f":"(AI219+R219+AJ219)*X218","v":{"$error":"#VALUE!"}},{"$f":"(AI217+R217+AJ217)*U216","v":{"$error":"#VALUE!"}},{"$f":"IF(AG217>0,(AI217+R217+AJ217)*AG216,\"\")","v":""},{"$f":"SUM(AI217:AK217)","v":{"$error":"#VALUE!"}},{"$f":"IF(AN216=\"\",\"\",$AM217*AN216)","v":""},"","","","","","","","","","","","",0,{"$f":"+U217","v":0},{"$f":"IF(D217=\"MAR\",IF((BB217-AJ217)<0,0,BB217-AJ217),IF(D217=\"C\",IF((BB217-AJ217)<0,0,BB217-AJ217),IF((BB217-AK217)<0,0,BB217-AK217)))","v":{"$error":"#VALUE!"}},{"$f":"IF(AG217=0,\"\",IF(AG217-AL217<0,0,AG217-AL217))","v":""},{"$f":"IF(D217=\"MAR\",0,IF(D217=\"C\",0,AJ217))","v":{"$error":"#VALUE!"}},{"$f":"IF(T217-BE217<0,0,T217-BE217)","v":{"$error":"#VALUE!"}},{"$f":"IF(D217=\"MAR\",IF(AI217+R217+AJ217=0,\"Infinito\",(I217+U217+AG217)/(AI217+R217)),IF(D217=\"C\",IF(AI217+R217+AJ217=0,\"Infinito\",(I217+U217+AG217)/(AI217+R217)),IF(AI217+R217+AJ217=0,\"Infinito\",(I217+U217+AG217)/(AI217+R217+AJ217))))","v":{"$error":"#VALUE!"}},{"$f":"IF(BG217<1.4,\"1\", IF(BG217<3,\"2\", IF(BG217<9,\"3\", \"4\")))","v":{"$error":"#VALUE!"}},{"$f":"IF(BG217<1.4,\"ROJO\", IF(BG217<3,\"AMARILLO\", IF(BG217<9,\"VERDE\", \"AZUL\")))","v":{"$error":"#VALUE!"}},{"$f":"IF(BG217<1.4,\"Déficit\", IF(BG217<3,\"Equilibrio\", IF(BG217<9,\"Disponibilidad\", \"Abundante\")))","v":{"$error":"#VALUE!"}},{"$f":"IF(I217+U217+AG217<=0,0,I217+U217+AG217)","v":0},{"$f":"IF(D217=\"MAR\",AI217+R217,IF(D217=\"C\",AI217+R217,AI217+R217+AJ217))","v":{"$error":"#VALUE!"}},{"$f":"BK217/BL217","v":{"$error":"#VALUE!"}},{"$f":"IF(BM217-BG217=0,\"\",\"CHECAR\")","v":{"$error":"#VALUE!"}}]
[null,null,null,null,null,null,null,null,null,null,null,null,null,null,null,null,null,null,null,null,{"$f":"IF(U219=0,\"\",U219/(SUM($U219:$AG219)))","v":""},1,"","","","","","","","","","","",1,null,null,null,null,null,{"$f":"IF(U218=0,\"\",U218)","v":""},1,"","","","","","","","","","","",1]
[67,{"$f":"A219","v":67},{"$f":"A219","v":67},"68 y 71",null,null,null,{"$f":"C40","v":0},{"$f":"T213+T215+T217","v":5047.9669020000001},{"$f":"J40","v":0},{"$f":"I40","v":0},5047.9669020000001,{"$f":"H40","v":0},{"$f":"L40","v":0},0,0,0,0,{"$f":"L219-Q219-R219","v":5047.9669020000001},{"$f":"IF(S219<0,0,S219)","v":5047.9669020000001},{"$f":"K219+H219","v":0},{"$f":"T213","v":5047.9669020000001},{"$f":"+T215","v":0},{"$f":"+T217","v":0},null,null,null,null,null,null,null,null,{"$f":"J219","v":0},5047.9669020000001,{"$f":"+Q219","v":0},{"$f":"(AI227+R227+AJ227)*V226+(AI221+R221+AJ221)*V220","v":12563.535046930883},{"$f":"(AI219+R219+AJ219)*U218","v":{"$error":"#VALUE!"}},{"$f":"IF(AG219>0,(AI219+R219+AJ219)*AG218,\"\")","v":""},{"$f":"SUM(AI219:AK219)","v":{"$error":"#VALUE!"}},{"$f":"IF(AN218=\"\",\"\",$AM219*AN218)","v":""},{"$error":"#VALUE!"},"","","","","","","","","","","",{"$error":"#VALUE!"},{"$f":"+U219","v":0},{"$f":"IF(D219=\"MAR\",IF((BB219-AJ219)<0,0,BB219-AJ219),IF(D219=\"C\",IF((BB219-AJ219)<0,0,BB219-AJ219),IF((BB219-AK219)<0,0,BB219-AK219)))","v":{"$error":"#VALUE!"}},{"$f":"IF(AG219=0,\"\",IF(AG219-AL219<0,0,AG219-AL219))","v":""},{"$f":"IF(D219=\"MAR\",0,IF(D219=\"C\",0,AJ219))","v":12563.535046930883},{"$f":"IF(T219-BE219<0,0,T219-BE219)","v":0},{"$f":"IF(D219=\"MAR\",IF(AI219+R219+AJ219=0,\"Infinito\",(I219+U219+AG219)/(AI219+R219)),IF(D219=\"C\",IF(AI219+R219+AJ219=0,\"Infinito\",(I219+U219+AG219)/(AI219+R219)),IF(AI219+R219+AJ219=0,\"Infinito\",(I219+U219+AG219)/(AI219+R219+AJ219))))","v":0.401795106484234},{"$f":"IF(BG219<1.4,\"1\", IF(BG219<3,\"2\", IF(BG219<9,\"3\", \"4\")))","v":"1"},{"$f":"IF(BG219<1.4,\"ROJO\", IF(BG219<3,\"AMARILLO\", IF(BG219<9,\"VERDE\", \"AZUL\")))","v":"ROJO"},{"$f":"IF(BG219<1.4,\"Déficit\", IF(BG219<3,\"Equilibrio\", IF(BG219<9,\"Disponibilidad\", \"Abundante\")))","v":"Déficit"},{"$f":"IF(I219+U219+AG219<=0,0,I219+U219+AG219)","v":5047.9669020000001},{"$f":"IF(D219=\"MAR\",AI219+R219,IF(D219=\"C\",AI219+R219,AI219+R219+AJ219))","v":12563.535046930883},{"$f":"BK219/BL219","v":0.401795106484234},{"$f":"IF(BM219-BG219=0,\"\",\"CHECAR\")","v":""}]
[null,null,null,null,null,null,null,null,null,null,null,null,null,null,null,null,null,null,null,null,{"$f":"IF(U221=0,\"\",U221/(SUM($U221:$AG221)))","v":""},1,"","","","","","","","","","","",1,null,null,null,null,null,{"$f":"IF(U220=0,\"\",U220)","v":""},1,"","","","","","","","","","","",1]
[68,{"$f":"A221","v":68},{"$f":"A221","v":68},69,null,null,null,{"$f":"C41","v":0},{"$f":"T219/2","v":2523.9834510000001},{"$f":"J41","v":0},{"$f":"I41","v":0},2523.9834510000001,{"$f":"H41","v":0},{"$f":"L41","v":0},0,0,0,0,{"$f":"L221-Q221-R221","v":2523.9834510000001},{"$f":"IF(S221<0,0,S221)","v":2523.9834510000001},{"$f":"K221+H221","v":0},{"$f":"T219/2","v":2523.9834510000001},null,null,null,null,null,null,null,null,null,null,{"$f":"J221","v":0},2523.9834510000001,{"$f":"+Q221","v":0},{"$f":"(AI223+R223+AJ223)*V222","v":7206.1950469308831},{"$f":"(AI221+R221+AJ221)*U220","v":{"$error":"#VALUE!"}},{"$f":"IF(AG221>0,(AI221+R221+AJ221)*AG220,\"\")","v":""},{"$f":"SUM(AI221:AK221)","v":{"$error":"#VALUE!"}},{"$f":"IF(AN220=\"\",\"\",$AM221*AN220)","v":""},{"$error":"#VALUE!"},"","","","","","","","","","","",{"$error":"#VALUE!"},{"$f":"+U221","v":0},{"$f":"IF(D221=\"MAR\",IF((BB221-AJ221)<0,0,BB221-AJ221),IF(D221=\"C\",IF((BB221-AJ221)<0,0,BB221-AJ221),IF((BB221-AK221)<0,0,BB221-AK221)))","v":{"$error":"#VALUE!"}},{"$f":"IF(AG221=0,\"\",IF(AG221-AL221<0,0,AG221-AL221))","v":""},{"$f":"IF(D221=\"MAR\",0,IF(D221=\"C\",0,AJ221))","v":7206.1950469308831},{"$f":"IF(T221-BE221<0,0,T221-BE221)","v":0},{"$f":"IF(D221=\"MAR\",IF(AI221+R221+AJ221=0,\"Infinito\",(I221+U221+AG221)/(AI221+R221)),IF(D221=\"C\",IF(AI221+R221+AJ221=0,\"Infinito\",(I221+U221+AG221)/(AI221+R221)),IF(AI221+R221+AJ221=0,\"Infinito\",(I221+U221+AG221)/(AI221+R221+AJ221))))","v":0.35025189223471881},{"$f":"IF(BG221<1.4,\"1\", IF(BG221<3,\"2\", IF(BG221<9,\"3\", \"4\")))","v":"1"},{"$f":"IF(BG221<1.4,\"ROJO\", IF(BG221<3,\"AMARILLO\", IF(BG221<9,\"VERDE\", \"AZUL\")))","v":"ROJO"},{"$f":"IF(BG221<1.4,\"Déficit\", IF(BG221<3,\"Equilibrio\", IF(BG221<9,\"Disponibilidad\", \"Abundante\")))","v":"Déficit"},{"$f":"IF(I221+U221+AG221<=0,0,I221+U221+AG221)","v":2523.9834510000001},{"$f":"IF(D221=\"MAR\",AI221+R221,IF(D221=\"C\",AI221+R221,AI221+R221+AJ221))","v":7206.1950469308831},{"$f":"BK221/BL221","v":0.35025189223471881},{"$f":"IF(BM221-BG221=0,\"\",\"CHECAR\")","v":""}]
[null,null,null,null,null,null,null,null,null,null,null,null,null,null,null,null,null,null,null,null,{"$f":"IF(U223=0,\"\",U223/(SUM($U223:$AG223)))","v":""},1,"","","","","","","","","","","",1,null,null,null,null,null,{"$f":"IF(U222=0,\"\",U222)","v":""},1,"","","","","","","","","","","",1]
[69,{"$f":"A223","v":69},{"$f":"A223","v":69},115,null,null,null,{"$f":"C42","v":0},{"$f":"T221","v":2523.9834510000001},{"$f":"J42","v":0},{"$f":"I42","v":0},2523.9834510000001,{"$f":"H42","v":0},{"$f":"L42","v":0},0,0,0,0,{"$f":"L223-Q223-R223","v":2523.9834510000001},{"$f":"IF(S223<0,0,S223)","v":2523.9834510000001},{"$f":"K223+H223","v":0},{"$f":"T221","v":2523.9834510000001},null,null,null,null,null,null,null,null,null,null,{"$f":"J223","v":0},2523.9834510000001,{"$f":"+Q223","v":0},{"$f":"(AI315+R315+AJ315)*V314","v":7206.1950469308831},{"$f":"(AI223+R223+AJ223)*U222","v":{"$error":"#VALUE!"}},{"$f":"IF(AG223>0,(AI223+R223+AJ223)*AG222,\"\")","v":""},{"$f":"SUM(AI223:AK223)","v":{"$error":"#VALUE!"}},{"$f":"IF(AN222=\"\",\"\",$AM223*AN222)","v":""},{"$error":"#VALUE!"},"","","","","","","","","","","",{"$error":"#VALUE!"},{"$f":"+U223","v":0},{"$f":"IF(D223=\"MAR\",IF((BB223-AJ223)<0,0,BB223-AJ223),IF(D223=\"C\",IF((BB223-AJ223)<0,0,BB223-AJ223),IF((BB223-AK223)<0,0,BB223-AK223)))","v":{"$error":"#VALUE!"}},{"$f":"IF(AG223=0,\"\",IF(AG223-AL223<0,0,AG223-AL223))","v":""},{"$f":"IF(D223=\"MAR\",0,IF(D223=\"C\",0,AJ223))","v":7206.1950469308831},{"$f":"IF(T223-BE223<0,0,T223-BE223)","v":0},{"$f":"IF(D223=\"MAR\",IF(AI223+R223+AJ223=0,\"Infinito\",(I223+U223+AG223)/(AI223+R223)),IF(D223=\"C\",IF(AI223+R223+AJ223=0,\"Infinito\",(I223+U223+AG223)/(AI223+R223)),IF(AI223+R223+AJ223=0,\"Infinito\",(I223+U223+AG223)/(AI223+R223+AJ223))))","v":0.35025189223471881},{"$f":"IF(BG223<1.4,\"1\", IF(BG223<3,\"2\", IF(BG223<9,\"3\", \"4\")))","v":"1"},{"$f":"IF(BG223<1.4,\"ROJO\", IF(BG223<3,\"AMARILLO\", IF(BG223<9,\"VERDE\", \"AZUL\")))","v":"ROJO"},{"$f":"IF(BG223<1.4,\"Déficit\", IF(BG223<3,\"Equilibrio\", IF(BG223<9,\"Disponibilidad\", \"Abundante\")))","v":"Déficit"},{"$f":"IF(I223+U223+AG223<=0,0,I223+U223+AG223)","v":2523.9834510000001},{"$f":"IF(D223=\"MAR\",AI223+R223,IF(D223=\"C\",AI223+R223,AI223+R223+AJ223))","v":7206.1950469308831},{"$f":"BK223/BL223","v":0.35025189223471881},{"$f":"IF(BM223-BG223=0,\"\",\"CHECAR\")","v":""}]
[null,null,null,null,null,null,null,null,null,null,null,null,null,null,null,null,null,null,null,null,{"$f":"IF(U225=0,\"\",U225/(SUM($U225:$AG225)))","v":""},"","","","","","","","","","","","",0,null,null,null,null,null,{"$f":"IF(U224=0,\"\",U224)","v":""},"","","","","","","","","","","","",0]
[70,{"$f":"A225","v":70},{"$f":"A225","v":70},71,null,null,null,{"$f":"C43","v":0},null,{"$f":"J43","v":0},{"$f":"I43","v":0},0,{"$f":"H43","v":0},{"$f":"L43","v":0},0,0,0,0,{"$f":"L225-Q225-R225","v":0},{"$f":"IF(S225<0,0,S225)","v":0},{"$f":"K225+H225","v":0},null,null,null,null,null,null,null,null,null,null,null,{"$f":"J225","v":0},0,{"$f":"+Q225","v":0},{"$f":"(AI227+R227+AJ227)*W226","v":{"$error":"#VALUE!"}},{"$f":"(AI225+R225+AJ225)*U224","v":{"$error":"#VALUE!"}},{"$f":"IF(AG225>0,(AI225+R225+AJ225)*AG224,\"\")","v":""},{"$f":"SUM(AI225:AK225)","v":{"$error":"#VALUE!"}},{"$f":"IF(AN224=\"\",\"\",$AM225*AN224)","v":""},"","","","","","","","","","","","",0,{"$f":"+U225","v":0},{"$f":"IF(D225=\"MAR\",IF((BB225-AJ225)<0,0,BB225-AJ225),IF(D225=\"C\",IF((BB225-AJ225)<0,0,BB225-AJ225),IF((BB225-AK225)<0,0,BB225-AK225)))","v":{"$error":"#VALUE!"}},{"$f":"IF(AG225=0,\"\",IF(AG225-AL225<0,0,AG225-AL225))","v":""},{"$f":"IF(D225=\"MAR\",0,IF(D225=\"C\",0,AJ225))","v":{"$error":"#VALUE!"}},{"$f":"IF(T225-BE225<0,0,T225-BE225)","v":{"$error":"#VALUE!"}},{"$f":"IF(D225=\"MAR\",IF(AI225+R225+AJ225=0,\"Infinito\",(I225+U225+AG225)/(AI225+R225)),IF(D225=\"C\",IF(AI225+R225+AJ225=0,\"Infinito\",(I225+U225+AG225)/(AI225+R225)),IF(AI225+R225+AJ225=0,\"Infinito\",(I225+U225+AG225)/(AI225+R225+AJ225))))","v":{"$error":"#VALUE!"}},{"$f":"IF(BG225<1.4,\"1\", IF(BG225<3,\"2\", IF(BG225<9,\"3\", \"4\")))","v":{"$error":"#VALUE!"}},{"$f":"IF(BG225<1.4,\"ROJO\", IF(BG225<3,\"AMARILLO\", IF(BG225<9,\"VERDE\", \"AZUL\")))","v":{"$error":"#VALUE!"}},{"$f":"IF(BG225<1.4,\"Déficit\", IF(BG225<3,\"Equilibrio\", IF(BG225<9,\"Disponibilidad\", \"Abundante\")))","v":{"$error":"#VALUE!"}},{"$f":"IF(I225+U225+AG225<=0,0,I225+U225+AG225)","v":0},{"$f":"IF(D225=\"MAR\",AI225+R225,IF(D225=\"C\",AI225+R225,AI225+R225+AJ225))","v":{"$error":"#VALUE!"}},{"$f":"BK225/BL225","v":{"$error":"#VALUE!"}},{"$f":"IF(BM225-BG225=0,\"\",\"CHECAR\")","v":{"$error":"#VALUE!"}}]
[null,null,null,null,null,null,null,null,null,null,null,null,null,null,null,null,null,null,null,null,{"$f":"IF(U227=0,\"\",U227/(SUM($U227:$AG227)))","v":""},1,"","","","","","","","","","","",1,null,null,null,null,null,null,{"$f":"IF(V226=0,\"\",V226)","v":1},"","","","","","","","","","",""]
[71,{"$f":"A227","v":71},{"$f":"A227","v":71},"MAR",null,null,null,{"$f":"C44","v":0},{"$f":"T219/2+T225","v":2523.9834510000001},{"$f":"J44","v":0},{"$f":"I44","v":0},2523.9834510000001,{"$f":"H44","v":0},{"$f":"L44","v":0},0,0,0,0,{"$f":"L227-Q227-R227","v":2523.9834510000001},{"$f":"IF(S227<0,0,S227)","v":2523.9834510000001},{"$f":"K227+H227","v":0},{"$f":"T219/2","v":2523.9834510000001},{"$f":"+T225","v":0},null,null,null,null,null,null,null,null,null,{"$f":"J227","v":0},2523.9834510000001,{"$f":"+Q227","v":0},5357.34,{"$f":"(AI227+R227)*U226","v":{"$error":"#VALUE!"}},{"$f":"IF(AG227>0,(AI227+R227+AJ227)*AG226,\"\")","v":""},{"$f":"SUM(AI227:AK227)","v":{"$error":"#VALUE!"}},{"$f":"IF(AN226=\"\",\"\",$AM227*AN226)","v":""},{"$error":"#VALUE!"},"","","","","","","","","","","",{"$f":"SUM(AN227:AZ227)","v":{"$error":"#VALUE!"}},{"$f":"+U227","v":0},{"$f":"IF(D227=\"MAR\",IF((BB227-AJ227)<0,0,BB227-AJ227),IF(D227=\"C\",IF((BB227-AJ227)<0,0,BB227-AJ227),IF((BB227-AK227)<0,0,BB227-AK227)))","v":0},{"$f":"IF(AG227=0,\"\",IF(AG227-AL227<0,0,AG227-AL227))","v":""},{"$f":"AJ227","v":5357.34},{"$f":"IF(T227-BE227<0,0,T227-BE227)","v":0},{"$f":"IF(D227=\"MAR\",IF(AI227+R227+AJ227=0,\"Infinito\",(I227+U227+AG227)/(AI227+R227)),IF(D227=\"C\",IF(AI227+R227+AJ227=0,\"Infinito\",(I227+U227+AG227)/(AI227+R227)),IF(AI227+R227+AJ227=0,\"Infinito\",(I227+U227+AG227)/(AI227+R227+AJ227))))","v":{"$error":"#DIV/0!"}},{"$f":"IF(BG227<1.4,\"1\", IF(BG227<3,\"2\", IF(BG227<9,\"3\", \"4\")))","v":{"$error":"#DIV/0!"}},{"$f":"IF(BG227<1.4,\"ROJO\", IF(BG227<3,\"AMARILLO\", IF(BG227<9,\"VERDE\", \"AZUL\")))","v":{"$error":"#DIV/0!"}},{"$f":"IF(BG227<1.4,\"Déficit\", IF(BG227<3,\"Equilibrio\", IF(BG227<9,\"Disponibilidad\", \"Abundante\")))","v":{"$error":"#DIV/0!"}},{"$f":"IF(I227+U227+AG227<=0,0,I227+U227+AG227)","v":2523.9834510000001},{"$f":"IF(D227=\"MAR\",AI227+R227,IF(D227=\"C\",AI227+R227,AI227+R227+AJ227))","v":0},{"$f":"BK227/BL227","v":{"$error":"#DIV/0!"}},{"$f":"IF(BM227-BG227=0,\"\",\"CHECAR\")","v":{"$error":"#DIV/0!"}}]
[null,null,null,null,null,null,null,null,null,null,null,null,null,null,null,null,null,null,null,null,{"$f":"IF(U229=0,\"\",U229/(SUM($U229:$AG229)))","v":""},"","","","","","","","","","","","",0,null,null,null,null,null,null,{"$f":"IF(V228=0,\"\",V228)","v":""},"","","","","","","","","","",""]
[72,{"$f":"A229","v":72},{"$f":"A229","v":72},"MAR",null,null,null,{"$f":"C45","v":0},null,{"$f":"J45","v":0},{"$f":"I45","v":0},0,{"$f":"H45","v":0},{"$f":"L45","v":0},0,0,0,0,{"$f":"L229-Q229-R229","v":0},{"$f":"IF(S229<0,0,S229)","v":0},{"$f":"K229+H229","v":0},null,null,null,null,null,null,null,null,null,null,null,{"$f":"J229","v":0},0,{"$f":"+Q229","v":0},134.13,{"$f":"(AI229+R229)","v":0},{"$f":"IF(AG229>0,(AI229+R229+AJ229)*AG228,\"\")","v":""},{"$f":"SUM(AI229:AK229)","v":134.13},{"$f":"IF(AN228=\"\",\"\",$AM229*AN228)","v":""},"","","","","","","","","","","","",{"$f":"SUM(AN229:AZ229)","v":0},{"$f":"+U229","v":0},{"$f":"IF(D229=\"MAR\",IF((BB229-AJ229)<0,0,BB229-AJ229),IF(D229=\"C\",IF((BB229-AJ229)<0,0,BB229-AJ229),IF((BB229-AK229)<0,0,BB229-AK229)))","v":0},{"$f":"IF(AG229=0,\"\",IF(AG229-AL229<0,0,AG229-AL229))","v":""},{"$f":"AJ229","v":134.13},{"$f":"IF(T229-BE229<0,0,T229-BE229)","v":0},{"$f":"IF(D229=\"MAR\",IF(AI229+R229+AJ229=0,\"Infinito\",(I229+U229+AG229)/(AI229+R229)),IF(D229=\"C\",IF(AI229+R229+AJ229=0,\"Infinito\",(I229+U229+AG229)/(AI229+R229)),IF(AI229+R229+AJ229=0,\"Infinito\",(I229+U229+AG229)/(AI229+R229+AJ229))))","v":{"$error":"#DIV/0!"}},{"$f":"IF(BG229<1.4,\"1\", IF(BG229<3,\"2\", IF(BG229<9,\"3\", \"4\")))","v":{"$error":"#DIV/0!"}},{"$f":"IF(BG229<1.4,\"ROJO\", IF(BG229<3,\"AMARILLO\", IF(BG229<9,\"VERDE\", \"AZUL\")))","v":{"$error":"#DIV/0!"}},{"$f":"IF(BG229<1.4,\"Déficit\", IF(BG229<3,\"Equilibrio\", IF(BG229<9,\"Disponibilidad\", \"Abundante\")))","v":{"$error":"#DIV/0!"}},{"$f":"IF(I229+U229+AG229<=0,0,I229+U229+AG229)","v":0},{"$f":"IF(D229=\"MAR\",AI229+R229,IF(D229=\"C\",AI229+R229,AI229+R229+AJ229))","v":0},{"$f":"BK229/BL229","v":{"$error":"#DIV/0!"}},{"$f":"IF(BM229-BG229=0,\"\",\"CHECAR\")","v":{"$error":"#DIV/0!"}}]
[null,null,null,null,null,null,null,null,null,null,null,null,null,null,null,null,null,null,null,null,{"$f":"IF(U231=0,\"\",U231/(SUM($U231:$AG231)))","v":""},"","","","","","","","","","","","",0,null,null,null,null,null,{"$f":"IF(U230=0,\"\",U230)","v":""},"","","","","","","","","","","",""]
[73,{"$f":"A231","v":73},{"$f":"A231","v":73},79,null,null,null,{"$f":"C46","v":0},null,{"$f":"J46","v":0},{"$f":"I46","v":0},0,{"$f":"H46","v":0},{"$f":"L46","v":0},0,0,0,0,{"$f":"L231-Q231-R231","v":0},{"$f":"IF(S231<0,0,S231)","v":0},{"$f":"K231+H231","v":0},null,null,null,null,null,null,null,null,null,null,null,{"$f":"J231","v":0},0,{"$f":"+Q231","v":0},{"$f":"(AI243+R243+AJ243)*V242","v":{"$error":"#VALUE!"}},{"$f":"(AI231+R231+AJ231)*U230","v":{"$error":"#VALUE!"}},{"$f":"IF(AG231>0,(AI231+R231+AJ231)*AG230,\"\")","v":""},{"$f":"SUM(AI231:AK231)","v":{"$error":"#VALUE!"}},{"$f":"IF(AN230=\"\",\"\",$AM231*AN230)","v":""},"","","","","","","","","","","","",{"$f":"SUM(AN231:AZ231)","v":0},{"$f":"+U231","v":0},{"$f":"IF(D231=\"MAR\",IF((BB231-AJ231)<0,0,BB231-AJ231),IF(D231=\"C\",IF((BB231-AJ231)<0,0,BB231-AJ231),IF((BB231-AK231)<0,0,BB231-AK231)))","v":{"$error":"#VALUE!"}},{"$f":"IF(AG231=0,\"\",IF(AG231-AL231<0,0,AG231-AL231))","v":""},{"$f":"IF(D231=\"MAR\",0,IF(D231=\"C\",0,AJ231))","v":{"$error":"#VALUE!"}},{"$f":"IF(T231-BE231<0,0,T231-BE231)","v":{"$error":"#VALUE!"}},{"$f":"IF(D231=\"MAR\",IF(AI231+R231+AJ231=0,\"Infinito\",(I231+U231+AG231)/(AI231+R231)),IF(D231=\"C\",IF(AI231+R231+AJ231=0,\"Infinito\",(I231+U231+AG231)/(AI231+R231)),IF(AI231+R231+AJ231=0,\"Infinito\",(I231+U231+AG231)/(AI231+R231+AJ231))))","v":{"$error":"#VALUE!"}},{"$f":"IF(BG231<1.4,\"1\", IF(BG231<3,\"2\", IF(BG231<9,\"3\", \"4\")))","v":{"$error":"#VALUE!"}},{"$f":"IF(BG231<1.4,\"ROJO\", IF(BG231<3,\"AMARILLO\", IF(BG231<9,\"VERDE\", \"AZUL\")))","v":{"$error":"#VALUE!"}},{"$f":"IF(BG231<1.4,\"Déficit\", IF(BG231<3,\"Equilibrio\", IF(BG231<9,\"Disponibilidad\", \"Abundante\")))","v":{"$error":"#VALUE!"}},{"$f":"IF(I231+U231+AG231<=0,0,I231+U231+AG231)","v":0},{"$f":"IF(D231=\"MAR\",AI231+R231,IF(D231=\"C\",AI231+R231,AI231+R231+AJ231))","v":{"$error":"#VALUE!"}},{"$f":"BK231/BL231","v":{"$error":"#VALUE!"}},{"$f":"IF(BM231-BG231=0,\"\",\"CHECAR\")","v":{"$error":"#VALUE!"}}]
[null,null,null,null,null,null,null,null,null,null,null,null,null,null,null,null,null,null,null,null,{"$f":"IF(U233=0,\"\",U233/(SUM($U233:$AG233)))","v":""},"","","","","","","","","","","","",0,null,null,null,null,null,{"$f":"IF(U232=0,\"\",U232)","v":""},"","","","","","","","","","","","",0]
[74,{"$f":"A233","v":74},{"$f":"A233","v":74},79,null,null,null,{"$f":"C47","v":0},null,{"$f":"J47","v":0},{"$f":"I47","v":0},0,{"$f":"H47","v":0},{"$f":"L47","v":0},0,0,0,0,{"$f":"L233-Q233-R233","v":0},{"$f":"IF(S233<0,0,S233)","v":0},{"$f":"K233+H233","v":0},null,null,null,null,null,null,null,null,null,null,null,{"$f":"J233","v":0},0,{"$f":"+Q233","v":0},{"$f":"(AI243+R243+AJ243)*W242","v":{"$error":"#VALUE!"}},{"$f":"(AI233+R233+AJ233)*U232","v":{"$error":"#VALUE!"}},{"$f":"IF(AG233>0,(AI233+R233+AJ233)*AG232,\"\")","v":""},{"$f":"SUM(AI233:AK233)","v":{"$error":"#VALUE!"}},{"$f":"IF(AN232=\"\",\"\",$AM233*AN232)","v":""},"","","","","","","","","","","","",0,{"$f":"+U233","v":0},{"$f":"IF(D233=\"MAR\",IF((BB233-AJ233)<0,0,BB233-AJ233),IF(D233=\"C\",IF((BB233-AJ233)<0,0,BB233-AJ233),IF((BB233-AK233)<0,0,BB233-AK233)))","v":{"$error":"#VALUE!"}},{"$f":"IF(AG233=0,\"\",IF(AG233-AL233<0,0,AG233-AL233))","v":""},{"$f":"IF(D233=\"MAR\",0,IF(D233=\"C\",0,AJ233))","v":{"$error":"#VALUE!"}},{"$f":"IF(T233-BE233<0,0,T233-BE233)","v":{"$error":"#VALUE!"}},{"$f":"IF(D233=\"MAR\",IF(AI233+R233+AJ233=0,\"Infinito\",(I233+U233+AG233)/(AI233+R233)),IF(D233=\"C\",IF(AI233+R233+AJ233=0,\"Infinito\",(I233+U233+AG233)/(AI233+R233)),IF(AI233+R233+AJ233=0,\"Infinito\",(I233+U233+AG233)/(AI233+R233+AJ233))))","v":{"$error":"#VALUE!"}},{"$f":"IF(BG233<1.4,\"1\", IF(BG233<3,\"2\", IF(BG233<9,\"3\", \"4\")))","v":{"$error":"#VALUE!"}},{"$f":"IF(BG233<1.4,\"ROJO\", IF(BG233<3,\"AMARILLO\", IF(BG233<9,\"VERDE\", \"AZUL\")))","v":{"$error":"#VALUE!"}},{"$f":"IF(BG233<1.4,\"Déficit\", IF(BG233<3,\"Equilibrio\", IF(BG233<9,\"Disponibilidad\", \"Abundante\")))","v":{"$error":"#VALUE!"}},{"$f":"IF(I233+U233+AG233<=0,0,I233+U233+AG233)","v":0},{"$f":"IF(D233=\"MAR\",AI233+R233,IF(D233=\"C\",AI233+R233,AI233+R233+AJ233))","v":{"$error":"#VALUE!"}},{"$f":"BK233/BL233","v":{"$error":"#VALUE!"}},{"$f":"IF(BM233-BG233=0,\"\",\"CHECAR\")","v":{"$error":"#VALUE!"}}]
[null,null,null,null,null,null,null,null,null,null,null,null,null,null,null,null,null,null,null,null,{"$f":"IF(U235=0,\"\",U235/(SUM($U235:$AG235)))","v":""},"","","","","","","","","","","","",0,null,null,null,null,null,{"$f":"IF(U234=0,\"\",U234)","v":""},"","","","","","","","","","","","",0]
[75,{"$f":"A235","v":75},{"$f":"A235","v":75},79,null,null,null,{"$f":"C48","v":0},null,{"$f":"J48","v":0},{"$f":"I48","v":0},0,{"$f":"H48","v":0},{"$f":"L48","v":0},0,0,0,0,{"$f":"L235-Q235-R235","v":0},{"$f":"IF(S235<0,0,S235)","v":0},{"$f":"K235+H235","v":0},null,null,null,null,null,null,null,null,null,null,null,{"$f":"J235","v":0},0,{"$f":"+Q235","v":0},{"$f":"(AI243+R243+AJ243)*X242","v":{"$error":"#VALUE!"}},{"$f":"(AI235+R235+AJ235)*U234","v":{"$error":"#VALUE!"}},{"$f":"IF(AG235>0,(AI235+R235+AJ235)*AG234,\"\")","v":""},{"$f":"SUM(AI235:AK235)","v":{"$error":"#VALUE!"}},{"$f":"IF(AN234=\"\",\"\",$AM235*AN234)","v":""},"","","","","","","","","","","","",0,{"$f":"+U235","v":0},{"$f":"IF(D235=\"MAR\",IF((BB235-AJ235)<0,0,BB235-AJ235),IF(D235=\"C\",IF((BB235-AJ235)<0,0,BB235-AJ235),IF((BB235-AK235)<0,0,BB235-AK235)))","v":{"$error":"#VALUE!"}},{"$f":"IF(AG235=0,\"\",IF(AG235-AL235<0,0,AG235-AL235))","v":""},{"$f":"IF(D235=\"MAR\",0,IF(D235=\"C\",0,AJ235))","v":{"$error":"#VALUE!"}},{"$f":"IF(T235-BE235<0,0,T235-BE235)","v":{"$error":"#VALUE!"}},{"$f":"IF(D235=\"MAR\",IF(AI235+R235+AJ235=0,\"Infinito\",(I235+U235+AG235)/(AI235+R235)),IF(D235=\"C\",IF(AI235+R235+AJ235=0,\"Infinito\",(I235+U235+AG235)/(AI235+R235)),IF(AI235+R235+AJ235=0,\"Infinito\",(I235+U235+AG235)/(AI235+R235+AJ235))))","v":{"$error":"#VALUE!"}},{"$f":"IF(BG235<1.4,\"1\", IF(BG235<3,\"2\", IF(BG235<9,\"3\", \"4\")))","v":{"$error":"#VALUE!"}},{"$f":"IF(BG235<1.4,\"ROJO\", IF(BG235<3,\"AMARILLO\", IF(BG235<9,\"VERDE\", \"AZUL\")))","v":{"$error":"#VALUE!"}},{"$f":"IF(BG235<1.4,\"Déficit\", IF(BG235<3,\"Equilibrio\", IF(BG235<9,\"Disponibilidad\", \"Abundante\")))","v":{"$error":"#VALUE!"}},{"$f":"IF(I235+U235+AG235<=0,0,I235+U235+AG235)","v":0},{"$f":"IF(D235=\"MAR\",AI235+R235,IF(D235=\"C\",AI235+R235,AI235+R235+AJ235))","v":{"$error":"#VALUE!"}},{"$f":"BK235/BL235","v":{"$error":"#VALUE!"}},{"$f":"IF(BM235-BG235=0,\"\",\"CHECAR\")","v":{"$error":"#VALUE!"}}]
[null,null,null,null,null,null,null,null,null,null,null,null,null,null,null,null,null,null,null,null,{"$f":"IF(U237=0,\"\",U237/(SUM($U237:$AG237)))","v":""},"","","","","","","","","","","","",0,null,null,null,null,null,{"$f":"IF(U236=0,\"\",U236)","v":""},"","","","","","","","","","","","",0]
[76,{"$f":"A237","v":76},{"$f":"A237","v":76},80,null,null,null,{"$f":"C49","v":0},null,{"$f":"J49","v":0},{"$f":"I49","v":0},0,{"$f":"H49","v":0},{"$f":"L49","v":0},0,0,0,0,{"$f":"L237-Q237-R237","v":0},{"$f":"IF(S237<0,0,S237)","v":0},{"$f":"K237+H237","v":0},null,null,null,null,null,null,null,null,null,null,null,{"$f":"J237","v":0},0,{"$f":"+Q237","v":0},{"$f":"(AI245+R245+AJ245)*V244","v":{"$error":"#VALUE!"}},{"$f":"(AI237+R237+AJ237)*U236","v":{"$error":"#VALUE!"}},{"$f":"IF(AG237>0,(AI237+R237+AJ237)*AG236,\"\")","v":""},{"$f":"SUM(AI237:AK237)","v":{"$error":"#VALUE!"}},{"$f":"IF(AN236=\"\",\"\",$AM237*AN236)","v":""},"","","","","","","","","","","","",0,{"$f":"+U237","v":0},{"$f":"IF(D237=\"MAR\",IF((BB237-AJ237)<0,0,BB237-AJ237),IF(D237=\"C\",IF((BB237-AJ237)<0,0,BB237-AJ237),IF((BB237-AK237)<0,0,BB237-AK237)))","v":{"$error":"#VALUE!"}},{"$f":"IF(AG237=0,\"\",IF(AG237-AL237<0,0,AG237-AL237))","v":""},{"$f":"IF(D237=\"MAR\",0,IF(D237=\"C\",0,AJ237))","v":{"$error":"#VALUE!"}},{"$f":"IF(T237-BE237<0,0,T237-BE237)","v":{"$error":"#VALUE!"}},{"$f":"IF(D237=\"MAR\",IF(AI237+R237+AJ237=0,\"Infinito\",(I237+U237+AG237)/(AI237+R237)),IF(D237=\"C\",IF(AI237+R237+AJ237=0,\"Infinito\",(I237+U237+AG237)/(AI237+R237)),IF(AI237+R237+AJ237=0,\"Infinito\",(I237+U237+AG237)/(AI237+R237+AJ237))))","v":{"$error":"#VALUE!"}},{"$f":"IF(BG237<1.4,\"1\", IF(BG237<3,\"2\", IF(BG237<9,\"3\", \"4\")))","v":{"$error":"#VALUE!"}},{"$f":"IF(BG237<1.4,\"ROJO\", IF(BG237<3,\"AMARILLO\", IF(BG237<9,\"VERDE\", \"AZUL\")))","v":{"$error":"#VALUE!"}},{"$f":"IF(BG237<1.4,\"Déficit\", IF(BG237<3,\"Equilibrio\", IF(BG237<9,\"Disponibilidad\", \"Abundante\")))","v":{"$error":"#VALUE!"}},{"$f":"IF(I237+U237+AG237<=0,0,I237+U237+AG237)","v":0},{"$f":"IF(D237=\"MAR\",AI237+R237,IF(D237=\"C\",AI237+R237,AI237+R237+AJ237))","v":{"$error":"#VALUE!"}},{"$f":"BK237/BL237","v":{"$error":"#VALUE!"}},{"$f":"IF(BM237-BG237=0,\"\",\"CHECAR\")","v":{"$error":"#VALUE!"}}]
[null,null,null,null,null,null,null,null,null,null,null,null,null,null,null,null,null,null,null,null,{"$f":"IF(U239=0,\"\",U239/(SUM($U239:$AG239)))","v":""},"","","","","","","","","","","","",{"$f":"SUM(U238:AG238)","v":0},null,null,null,null,null,{"$f":"IF(U238=0,\"\",U238)","v":""},"","","","","","","","","","","","",0]
[77,{"$f":"A239","v":77},{"$f":"A239","v":77},81,null,null,null,{"$f":"C50","v":0},null,{"$f":"J50","v":0},{"$f":"I50","v":0},0,{"$f":"H50","v":0},{"$f":"L50","v":0},0,0,0,0,{"$f":"L239-Q239-R239","v":0},{"$f":"IF(S239<0,0,S239)","v":0},{"$f":"K239+H239","v":0},null,null,null,null,null,null,null,null,null,null,null,{"$f":"J239","v":0},{"$f":"SUM(U239:AG239)","v":0},{"$f":"+Q239","v":0},{"$f":"(AI247+R247+AJ247)*V246","v":{"$error":"#VALUE!"}},{"$f":"(AI239+R239+AJ239)*U238","v":{"$error":"#VALUE!"}},{"$f":"IF(AG239>0,(AI239+R239+AJ239)*AG238,\"\")","v":""},{"$f":"SUM(AI239:AK239)","v":{"$error":"#VALUE!"}},{"$f":"IF(AN238=\"\",\"\",$AM239*AN238)","v":""},"","","","","","","","","","","","",0,{"$f":"+U239","v":0},{"$f":"IF(D239=\"MAR\",IF((BB239-AJ239)<0,0,BB239-AJ239),IF(D239=\"C\",IF((BB239-AJ239)<0,0,BB239-AJ239),IF((BB239-AK239)<0,0,BB239-AK239)))","v":{"$error":"#VALUE!"}},{"$f":"IF(AG239=0,\"\",IF(AG239-AL239<0,0,AG239-AL239))","v":""},{"$f":"IF(D239=\"MAR\",0,IF(D239=\"C\",0,AJ239))","v":{"$error":"#VALUE!"}},{"$f":"IF(T239-BE239<0,0,T239-BE239)","v":{"$error":"#VALUE!"}},{"$f":"IF(D239=\"MAR\",IF(AI239+R239+AJ239=0,\"Infinito\",(I239+U239+AG239)/(AI239+R239)),IF(D239=\"C\",IF(AI239+R239+AJ239=0,\"Infinito\",(I239+U239+AG239)/(AI239+R239)),IF(AI239+R239+AJ239=0,\"Infinito\",(I239+U239+AG239)/(AI239+R239+AJ239))))","v":{"$error":"#VALUE!"}},{"$f":"IF(BG239<1.4,\"1\", IF(BG239<3,\"2\", IF(BG239<9,\"3\", \"4\")))","v":{"$error":"#VALUE!"}},{"$f":"IF(BG239<1.4,\"ROJO\", IF(BG239<3,\"AMARILLO\", IF(BG239<9,\"VERDE\", \"AZUL\")))","v":{"$error":"#VALUE!"}},{"$f":"IF(BG239<1.4,\"Déficit\", IF(BG239<3,\"Equilibrio\", IF(BG239<9,\"Disponibilidad\", \"Abundante\")))","v":{"$error":"#VALUE!"}},{"$f":"IF(I239+U239+AG239<=0,0,I239+U239+AG239)","v":0},{"$f":"IF(D239=\"MAR\",AI239+R239,IF(D239=\"C\",AI239+R239,AI239+R239+AJ239))","v":{"$error":"#VALUE!"}},{"$f":"BK239/BL239","v":{"$error":"#VALUE!"}},{"$f":"IF(BM239-BG239=0,\"\",\"CHECAR\")","v":{"$error":"#VALUE!"}}]
[null,null,null,null,null,null,null,null,null,null,null,null,null,null,null,null,null,null,null,null,{"$f":"IF(U241=0,\"\",U241/(SUM($U241:$AG241)))","v":""},"","","","","","","","","","","","",{"$f":"SUM(U240:AG240)","v":0},null,null,null,null,null,{"$f":"IF(U240=0,\"\",U240)","v":""},"","","","","","","","","","","","",0]
[78,{"$f":"A241","v":78},{"$f":"A241","v":78},81,null,null,null,{"$f":"C51","v":0},null,{"$f":"J51","v":0},{"$f":"I51","v":0},0,{"$f":"H51","v":0},{"$f":"L51","v":0},0,0,0,0,{"$f":"L241-Q241-R241","v":0},{"$f":"IF(S241<0,0,S241)","v":0},{"$f":"K241+H241","v":0},null,null,null,null,null,null,null,null,null,null,null,{"$f":"J241","v":0},{"$f":"SUM(U241:AG241)","v":0},{"$f":"+Q241","v":0},{"$f":"(AI247+R247+AJ247)*W246","v":{"$error":"#VALUE!"}},{"$f":"(AI241+R241+AJ241)*U240","v":{"$error":"#VALUE!"}},{"$f":"IF(AG241>0,(AI241+R241+AJ241)*AG240,\"\")","v":""},{"$f":"SUM(AI241:AK241)","v":{"$error":"#VALUE!"}},{"$f":"IF(AN240=\"\",\"\",$AM241*AN240)","v":""},"","","","","","","","","","","","",0,{"$f":"+U241","v":0},{"$f":"IF(D241=\"MAR\",IF((BB241-AJ241)<0,0,BB241-AJ241),IF(D241=\"C\",IF((BB241-AJ241)<0,0,BB241-AJ241),IF((BB241-AK241)<0,0,BB241-AK241)))","v":{"$error":"#VALUE!"}},{"$f":"IF(AG241=0,\"\",IF(AG241-AL241<0,0,AG241-AL241))","v":""},{"$f":"IF(D241=\"MAR\",0,IF(D241=\"C\",0,AJ241))","v":{"$error":"#VALUE!"}},{"$f":"IF(T241-BE241<0,0,T241-BE241)","v":{"$error":"#VALUE!"}},{"$f":"IF(D241=\"MAR\",IF(AI241+R241+AJ241=0,\"Infinito\",(I241+U241+AG241)/(AI241+R241)),IF(D241=\"C\",IF(AI241+R241+AJ241=0,\"Infinito\",(I241+U241+AG241)/(AI241+R241)),IF(AI241+R241+AJ241=0,\"Infinito\",(I241+U241+AG241)/(AI241+R241+AJ241))))","v":{"$error":"#VALUE!"}},{"$f":"IF(BG241<1.4,\"1\", IF(BG241<3,\"2\", IF(BG241<9,\"3\", \"4\")))","v":{"$error":"#VALUE!"}},{"$f":"IF(BG241<1.4,\"ROJO\", IF(BG241<3,\"AMARILLO\", IF(BG241<9,\"VERDE\", \"AZUL\")))","v":{"$error":"#VALUE!"}},{"$f":"IF(BG241<1.4,\"Déficit\", IF(BG241<3,\"Equilibrio\", IF(BG241<9,\"Disponibilidad\", \"Abundante\")))","v":{"$error":"#VALUE!"}},{"$f":"IF(I241+U241+AG241<=0,0,I241+U241+AG241)","v":0},{"$f":"IF(D241=\"MAR\",AI241+R241,IF(D241=\"C\",AI241+R241,AI241+R241+AJ241))","v":{"$error":"#VALUE!"}},{"$f":"BK241/BL241","v":{"$error":"#VALUE!"}},{"$f":"IF(BM241-BG241=0,\"\",\"CHECAR\")","v":{"$error":"#VALUE!"}}]
[null,null,null,null,null,null,null,null,null,null,null,null,null,null,null,null,null,null,null,null,{"$f":"IF(U243=0,\"\",U243/(SUM($U243:$AG243)))","v":""},"","","","","","","","","","","","",{"$f":"SUM(U242:AG242)","v":0},null,null,null,null,null,{"$f":"IF(U242=0,\"\",U242)","v":""},"","","","","","","","","","","","",0]
[79,{"$f":"A243","v":79},{"$f":"A243","v":79},82,null,null,null,{"$f":"C52","v":0},{"$f":"T231+T233+T235","v":0},{"$f":"J52","v":0},{"$f":"I52","v":0},0,{"$f":"H52","v":0},{"$f":"L52","v":0},0,0,0,0,{"$f":"L243-Q243-R243","v":0},{"$f":"IF(S243<0,0,S243)","v":0},{"$f":"K243+H243","v":0},{"$f":"T231","v":0},{"$f":"+T233","v":0},{"$f":"+T235","v":0},null,null,null,null,null,null,null,null,{"$f":"J243","v":0},{"$f":"SUM(U243:AG243)","v":0},{"$f":"+Q243","v":0},{"$f":"(AI249+R249+AJ249)*V248","v":{"$error":"#VALUE!"}},{"$f":"(AI243+R243+AJ243)*U242","v":{"$error":"#VALUE!"}},{"$f":"IF(AG243>0,(AI243+R243+AJ243)*AG242,\"\")","v":""},{"$f":"SUM(AI243:AK243)","v":{"$error":"#VALUE!"}},{"$f":"IF(AN242=\"\",\"\",$AM243*AN242)","v":""},"","","","","","","","","","","","",0,{"$f":"+U243","v":0},{"$f":"IF(D243=\"MAR\",IF((BB243-AJ243)<0,0,BB243-AJ243),IF(D243=\"C\",IF((BB243-AJ243)<0,0,BB243-AJ243),IF((BB243-AK243)<0,0,BB243-AK243)))","v":{"$error":"#VALUE!"}},{"$f":"IF(AG243=0,\"\",IF(AG243-AL243<0,0,AG243-AL243))","v":""},{"$f":"IF(D243=\"MAR\",0,IF(D243=\"C\",0,AJ243))","v":{"$error":"#VALUE!"}},{"$f":"IF(T243-BE243<0,0,T243-BE243)","v":{"$error":"#VALUE!"}},{"$f":"IF(D243=\"MAR\",IF(AI243+R243+AJ243=0,\"Infinito\",(I243+U243+AG243)/(AI243+R243)),IF(D243=\"C\",IF(AI243+R243+AJ243=0,\"Infinito\",(I243+U243+AG243)/(AI243+R243)),IF(AI243+R243+AJ243=0,\"Infinito\",(I243+U243+AG243)/(AI243+R243+AJ243))))","v":{"$error":"#VALUE!"}},{"$f":"IF(BG243<1.4,\"1\", IF(BG243<3,\"2\", IF(BG243<9,\"3\", \"4\")))","v":{"$error":"#VALUE!"}},{"$f":"IF(BG243<1.4,\"ROJO\", IF(BG243<3,\"AMARILLO\", IF(BG243<9,\"VERDE\", \"AZUL\")))","v":{"$error":"#VALUE!"}},{"$f":"IF(BG243<1.4,\"Déficit\", IF(BG243<3,\"Equilibrio\", IF(BG243<9,\"Disponibilidad\", \"Abundante\")))","v":{"$error":"#VALUE!"}},{"$f":"IF(I243+U243+AG243<=0,0,I243+U243+AG243)","v":0},{"$f":"IF(D243=\"MAR\",AI243+R243,IF(D243=\"C\",AI243+R243,AI243+R243+AJ243))","v":{"$error":"#VALUE!"}},{"$f":"BK243/BL243","v":{"$error":"#VALUE!"}},{"$f":"IF(BM243-BG243=0,\"\",\"CHECAR\")","v":{"$error":"#VALUE!"}}]
[null,null,null,null,null,null,null,null,null,null,null,null,null,null,null,null,null,null,null,null,{"$f":"IF(U245=0,\"\",U245/(SUM($U245:$AG245)))","v":""},"","","","","","","","","","","","",0,null,null,null,null,null,{"$f":"IF(U244=0,\"\",U244)","v":""},"","","","","","","","","","","","",0]
[80,{"$f":"A245","v":80},{"$f":"A245","v":80},82,null,null,null,{"$f":"C53","v":0},{"$f":"T237","v":0},{"$f":"J53","v":0},{"$f":"I53","v":0},0,{"$f":"H53","v":0},{"$f":"L53","v":0},0,0,0,0,{"$f":"L245-Q245-R245","v":0},{"$f":"IF(S245<0,0,S245)","v":0},{"$f":"K245+H245","v":0},{"$f":"T237","v":0},null,null,null,null,null,null,null,null,null,null,{"$f":"J245","v":0},0,{"$f":"+Q245","v":0},{"$f":"(AI249+R249+AJ249)*W248","v":{"$error":"#VALUE!"}},{"$f":"(AI245+R245+AJ245)*U244","v":{"$error":"#VALUE!"}},{"$f":"IF(AG245>0,(AI245+R245+AJ245)*AG244,\"\")","v":""},{"$f":"SUM(AI245:AK245)","v":{"$error":"#VALUE!"}},{"$f":"IF(AN244=\"\",\"\",$AM245*AN244)","v":""},"","","","","","","","","","","","",0,{"$f":"+U245","v":0},{"$f":"IF(D245=\"MAR\",IF((BB245-AJ245)<0,0,BB245-AJ245),IF(D245=\"C\",IF((BB245-AJ245)<0,0,BB245-AJ245),IF((BB245-AK245)<0,0,BB245-AK245)))","v":{"$error":"#VALUE!"}},{"$f":"IF(AG245=0,\"\",IF(AG245-AL245<0,0,AG245-AL245))","v":""},{"$f":"IF(D245=\"MAR\",0,IF(D245=\"C\",0,AJ245))","v":{"$error":"#VALUE!"}},{"$f":"IF(T245-BE245<0,0,T245-BE245)","v":{"$error":"#VALUE!"}},{"$f":"IF(D245=\"MAR\",IF(AI245+R245+AJ245=0,\"Infinito\",(I245+U245+AG245)/(AI245+R245)),IF(D245=\"C\",IF(AI245+R245+AJ245=0,\"Infinito\",(I245+U245+AG245)/(AI245+R245)),IF(AI245+R245+AJ245=0,\"Infinito\",(I245+U245+AG245)/(AI245+R245+AJ245))))","v":{"$error":"#VALUE!"}},{"$f":"IF(BG245<1.4,\"1\", IF(BG245<3,\"2\", IF(BG245<9,\"3\", \"4\")))","v":{"$error":"#VALUE!"}},{"$f":"IF(BG245<1.4,\"ROJO\", IF(BG245<3,\"AMARILLO\", IF(BG245<9,\"VERDE\", \"AZUL\")))","v":{"$error":"#VALUE!"}},{"$f":"IF(BG245<1.4,\"Déficit\", IF(BG245<3,\"Equilibrio\", IF(BG245<9,\"Disponibilidad\", \"Abundante\")))","v":{"$error":"#VALUE!"}},{"$f":"IF(I245+U245+AG245<=0,0,I245+U245+AG245)","v":0},{"$f":"IF(D245=\"MAR\",AI245+R245,IF(D245=\"C\",AI245+R245,AI245+R245+AJ245))","v":{"$error":"#VALUE!"}},{"$f":"BK245/BL245","v":{"$error":"#VALUE!"}},{"$f":"IF(BM245-BG245=0,\"\",\"CHECAR\")","v":{"$error":"#VALUE!"}}]
[null,null,null,null,null,null,null,null,null,null,null,null,null,null,null,null,null,null,null,null,{"$f":"IF(U247=0,\"\",U247/(SUM($U247:$AG247)))","v":""},"","","","","","","","","","","","",0,null,null,null,null,null,{"$f":"IF(U246=0,\"\",U246)","v":""},"","","","","","","","","","","","",0]
[81,{"$f":"A247","v":81},{"$f":"A247","v":81},83,null,null,null,{"$f":"C54","v":0},{"$f":"T239+T241","v":0},{"$f":"J54","v":0},{"$f":"I54","v":0},0,{"$f":"H54","v":0},{"$f":"L54","v":0},0,0,0,0,{"$f":"L247-Q247-R247","v":0},{"$f":"IF(S247<0,0,S247)","v":0},{"$f":"K247+H247","v":0},{"$f":"T239","v":0},{"$f":"+T241","v":0},null,null,null,null,null,null,null,null,null,{"$f":"J247","v":0},0,{"$f":"+Q247","v":0},{"$f":"(AI251+R251+AJ251)*V250","v":{"$error":"#VALUE!"}},{"$f":"(AI247+R247+AJ247)*U246","v":{"$error":"#VALUE!"}},{"$f":"IF(AG247>0,(AI247+R247+AJ247)*AG246,\"\")","v":""},{"$f":"SUM(AI247:AK247)","v":{"$error":"#VALUE!"}},{"$f":"IF(AN246=\"\",\"\",$AM247*AN246)","v":""},"","","","","","","","","","","","",0,{"$f":"+U247","v":0},{"$f":"IF(D247=\"MAR\",IF((BB247-AJ247)<0,0,BB247-AJ247),IF(D247=\"C\",IF((BB247-AJ247)<0,0,BB247-AJ247),IF((BB247-AK247)<0,0,BB247-AK247)))","v":{"$error":"#VALUE!"}},{"$f":"IF(AG247=0,\"\",IF(AG247-AL247<0,0,AG247-AL247))","v":""},{"$f":"IF(D247=\"MAR\",0,IF(D247=\"C\",0,AJ247))","v":{"$error":"#VALUE!"}},{"$f":"IF(T247-BE247<0,0,T247-BE247)","v":{"$error":"#VALUE!"}},{"$f":"IF(D247=\"MAR\",IF(AI247+R247+AJ247=0,\"Infinito\",(I247+U247+AG247)/(AI247+R247)),IF(D247=\"C\",IF(AI247+R247+AJ247=0,\"Infinito\",(I247+U247+AG247)/(AI247+R247)),IF(AI247+R247+AJ247=0,\"Infinito\",(I247+U247+AG247)/(AI247+R247+AJ247))))","v":{"$error":"#VALUE!"}},{"$f":"IF(BG247<1.4,\"1\", IF(BG247<3,\"2\", IF(BG247<9,\"3\", \"4\")))","v":{"$error":"#VALUE!"}},{"$f":"IF(BG247<1.4,\"ROJO\", IF(BG247<3,\"AMARILLO\", IF(BG247<9,\"VERDE\", \"AZUL\")))","v":{"$error":"#VALUE!"}},{"$f":"IF(BG247<1.4,\"Déficit\", IF(BG247<3,\"Equilibrio\", IF(BG247<9,\"Disponibilidad\", \"Abundante\")))","v":{"$error":"#VALUE!"}},{"$f":"IF(I247+U247+AG247<=0,0,I247+U247+AG247)","v":0},{"$f":"IF(D247=\"MAR\",AI247+R247,IF(D247=\"C\",AI247+R247,AI247+R247+AJ247))","v":{"$error":"#VALUE!"}},{"$f":"BK247/BL247","v":{"$error":"#VALUE!"}},{"$f":"IF(BM247-BG247=0,\"\",\"CHECAR\")","v":{"$error":"#VALUE!"}}]
[null,null,null,null,null,null,null,null,null,null,null,null,null,null,null,null,null,null,null,null,{"$f":"IF(U249=0,\"\",U249/(SUM($U249:$AG249)))","v":""},"","","","","","","","","","","","",0,null,null,null,null,null,{"$f":"IF(U248=0,\"\",U248)","v":""},"","","","","","","","","","","","",0]
[82,{"$f":"A249","v":82},{"$f":"A249","v":82},115,null,null,null,{"$f":"C55","v":0},{"$f":"T243+T245","v":0},{"$f":"J55","v":0},{"$f":"I55","v":0},0,{"$f":"H55","v":0},{"$f":"L55","v":0},0,0,0,0,{"$f":"L249-Q249-R249","v":0},{"$f":"IF(S249<0,0,S249)","v":0},{"$f":"K249+H249","v":0},{"$f":"T243","v":0},{"$f":"+T245","v":0},null,null,null,null,null,null,null,null,null,{"$f":"J249","v":0},0,{"$f":"+Q249","v":0},{"$f":"(AI315+R315+AJ315)*W314","v":{"$error":"#VALUE!"}},{"$f":"(AI249+R249+AJ249)*U248","v":{"$error":"#VALUE!"}},{"$f":"IF(AG249>0,(AI249+R249+AJ249)*AG248,\"\")","v":""},{"$f":"SUM(AI249:AK249)","v":{"$error":"#VALUE!"}},{"$f":"IF(AN248=\"\",\"\",$AM249*AN248)","v":""},"","","","","","","","","","","","",0,{"$f":"+U249","v":0},{"$f":"IF(D249=\"MAR\",IF((BB249-AJ249)<0,0,BB249-AJ249),IF(D249=\"C\",IF((BB249-AJ249)<0,0,BB249-AJ249),IF((BB249-AK249)<0,0,BB249-AK249)))","v":{"$error":"#VALUE!"}},{"$f":"IF(AG249=0,\"\",IF(AG249-AL249<0,0,AG249-AL249))","v":""},{"$f":"IF(D249=\"MAR\",0,IF(D249=\"C\",0,AJ249))","v":{"$error":"#VALUE!"}},{"$f":"IF(T249-BE249<0,0,T249-BE249)","v":{"$error":"#VALUE!"}},{"$f":"IF(D249=\"MAR\",IF(AI249+R249+AJ249=0,\"Infinito\",(I249+U249+AG249)/(AI249+R249)),IF(D249=\"C\",IF(AI249+R249+AJ249=0,\"Infinito\",(I249+U249+AG249)/(AI249+R249)),IF(AI249+R249+AJ249=0,\"Infinito\",(I249+U249+AG249)/(AI249+R249+AJ249))))","v":{"$error":"#VALUE!"}},{"$f":"IF(BG249<1.4,\"1\", IF(BG249<3,\"2\", IF(BG249<9,\"3\", \"4\")))","v":{"$error":"#VALUE!"}},{"$f":"IF(BG249<1.4,\"ROJO\", IF(BG249<3,\"AMARILLO\", IF(BG249<9,\"VERDE\", \"AZUL\")))","v":{"$error":"#VALUE!"}},{"$f":"IF(BG249<1.4,\"Déficit\", IF(BG249<3,\"Equilibrio\", IF(BG249<9,\"Disponibilidad\", \"Abundante\")))","v":{"$error":"#VALUE!"}},{"$f":"IF(I249+U249+AG249<=0,0,I249+U249+AG249)","v":0},{"$f":"IF(D249=\"MAR\",AI249+R249,IF(D249=\"C\",AI249+R249,AI249+R249+AJ249))","v":{"$error":"#VALUE!"}},{"$f":"BK249/BL249","v":{"$error":"#VALUE!"}},{"$f":"IF(BM249-BG249=0,\"\",\"CHECAR\")","v":{"$error":"#VALUE!"}}]
[null,null,null,null,null,null,null,null,null,null,null,null,null,null,null,null,null,null,null,null,{"$f":"IF(U251=0,\"\",U251/(SUM($U251:$AG251)))","v":""},"","","","","","","","","","","","",0,null,null,null,null,null,{"$f":"IF(U250=0,\"\",U250)","v":""},"","","","","","","","","","","","",0]
[83,{"$f":"A251","v":83},{"$f":"A251","v":83},115,null,null,null,{"$f":"C56","v":0},{"$f":"T247","v":0},{"$f":"J56","v":0},{"$f":"I56","v":0},0,{"$f":"H56","v":0},{"$f":"L56","v":0},0,0,0,0,{"$f":"L251-Q251-R251","v":0},{"$f":"IF(S251<0,0,S251)","v":0},{"$f":"K251+H251","v":0},{"$f":"T247","v":0},null,null,null,null,null,null,null,null,null,null,{"$f":"J251","v":0},0,{"$f":"+Q251","v":0},{"$f":"(AI315+R315+AJ315)*X314","v":{"$error":"#VALUE!"}},{"$f":"(AI251+R251+AJ251)*U250","v":{"$error":"#VALUE!"}},{"$f":"IF(AG251>0,(AI251+R251+AJ251)*AG250,\"\")","v":""},{"$f":"SUM(AI251:AK251)","v":{"$error":"#VALUE!"}},{"$f":"IF(AN250=\"\",\"\",$AM251*AN250)","v":""},"","","","","","","","","","","","",0,{"$f":"+U251","v":0},{"$f":"IF(D251=\"MAR\",IF((BB251-AJ251)<0,0,BB251-AJ251),IF(D251=\"C\",IF((BB251-AJ251)<0,0,BB251-AJ251),IF((BB251-AK251)<0,0,BB251-AK251)))","v":{"$error":"#VALUE!"}},{"$f":"IF(AG251=0,\"\",IF(AG251-AL251<0,0,AG251-AL251))","v":""},{"$f":"IF(D251=\"MAR\",0,IF(D251=\"C\",0,AJ251))","v":{"$error":"#VALUE!"}},{"$f":"IF(T251-BE251<0,0,T251-BE251)","v":{"$error":"#VALUE!"}},{"$f":"IF(D251=\"MAR\",IF(AI251+R251+AJ251=0,\"Infinito\",(I251+U251+AG251)/(AI251+R251)),IF(D251=\"C\",IF(AI251+R251+AJ251=0,\"Infinito\",(I251+U251+AG251)/(AI251+R251)),IF(AI251+R251+AJ251=0,\"Infinito\",(I251+U251+AG251)/(AI251+R251+AJ251))))","v":{"$error":"#VALUE!"}},{"$f":"IF(BG251<1.4,\"1\", IF(BG251<3,\"2\", IF(BG251<9,\"3\", \"4\")))","v":{"$error":"#VALUE!"}},{"$f":"IF(BG251<1.4,\"ROJO\", IF(BG251<3,\"AMARILLO\", IF(BG251<9,\"VERDE\", \"AZUL\")))","v":{"$error":"#VALUE!"}},{"$f":"IF(BG251<1.4,\"Déficit\", IF(BG251<3,\"Equilibrio\", IF(BG251<9,\"Disponibilidad\", \"Abundante\")))","v":{"$error":"#VALUE!"}},{"$f":"IF(I251+U251+AG251<=0,0,I251+U251+AG251)","v":0},{"$f":"IF(D251=\"MAR\",AI251+R251,IF(D251=\"C\",AI251+R251,AI251+R251+AJ251))","v":{"$error":"#VALUE!"}},{"$f":"BK251/BL251","v":{"$error":"#VALUE!"}},{"$f":"IF(BM251-BG251=0,\"\",\"CHECAR\")","v":{"$error":"#VALUE!"}}]
[null,null,null,null,null,null,null,null,null,null,null,null,null,null,null,null,null,null,null,null,{"$f":"IF(U253=0,\"\",U253/(SUM($U253:$AG253)))","v":""},"","","","","","","","","","","","",0,null,null,null,null,null,{"$f":"IF(U252=0,\"\",U252)","v":""},"","","","","","","","","","","","",0]
[84,{"$f":"A253","v":84},{"$f":"A253","v":84},115,null,null,null,{"$f":"C57","v":0},null,{"$f":"J57","v":0},{"$f":"I57","v":0},0,{"$f":"H57","v":0},{"$f":"L57","v":0},0,0,0,0,{"$f":"L253-Q253-R253","v":0},{"$f":"IF(S253<0,0,S253)","v":0},{"$f":"K253+H253","v":0},null,null,null,null,null,null,null,null,null,null,null,{"$f":"J253","v":0},0,{"$f":"+Q253","v":0},{"$f":"(AI315+R315+AJ315)*Y314","v":{"$error":"#VALUE!"}},{"$f":"(AI253+R253+AJ253)*U252","v":{"$error":"#VALUE!"}},{"$f":"IF(AG253>0,(AI253+R253+AJ253)*AG252,\"\")","v":""},{"$f":"SUM(AI253:AK253)","v":{"$error":"#VALUE!"}},{"$f":"IF(AN252=\"\",\"\",$AM253*AN252)","v":""},"","","","","","","","","","","","",0,{"$f":"+U253","v":0},{"$f":"IF(D253=\"MAR\",IF((BB253-AJ253)<0,0,BB253-AJ253),IF(D253=\"C\",IF((BB253-AJ253)<0,0,BB253-AJ253),IF((BB253-AK253)<0,0,BB253-AK253)))","v":{"$error":"#VALUE!"}},{"$f":"IF(AG253=0,\"\",IF(AG253-AL253<0,0,AG253-AL253))","v":""},{"$f":"IF(D253=\"MAR\",0,IF(D253=\"C\",0,AJ253))","v":{"$error":"#VALUE!"}},{"$f":"IF(T253-BE253<0,0,T253-BE253)","v":{"$error":"#VALUE!"}},{"$f":"IF(D253=\"MAR\",IF(AI253+R253+AJ253=0,\"Infinito\",(I253+U253+AG253)/(AI253+R253)),IF(D253=\"C\",IF(AI253+R253+AJ253=0,\"Infinito\",(I253+U253+AG253)/(AI253+R253)),IF(AI253+R253+AJ253=0,\"Infinito\",(I253+U253+AG253)/(AI253+R253+AJ253))))","v":{"$error":"#VALUE!"}},{"$f":"IF(BG253<1.4,\"1\", IF(BG253<3,\"2\", IF(BG253<9,\"3\", \"4\")))","v":{"$error":"#VALUE!"}},{"$f":"IF(BG253<1.4,\"ROJO\", IF(BG253<3,\"AMARILLO\", IF(BG253<9,\"VERDE\", \"AZUL\")))","v":{"$error":"#VALUE!"}},{"$f":"IF(BG253<1.4,\"Déficit\", IF(BG253<3,\"Equilibrio\", IF(BG253<9,\"Disponibilidad\", \"Abundante\")))","v":{"$error":"#VALUE!"}},{"$f":"IF(I253+U253+AG253<=0,0,I253+U253+AG253)","v":0},{"$f":"IF(D253=\"MAR\",AI253+R253,IF(D253=\"C\",AI253+R253,AI253+R253+AJ253))","v":{"$error":"#VALUE!"}},{"$f":"BK253/BL253","v":{"$error":"#VALUE!"}},{"$f":"IF(BM253-BG253=0,\"\",\"CHECAR\")","v":{"$error":"#VALUE!"}}]
[null,null,null,null,null,null,null,null,null,null,null,null,null,null,null,null,null,null,null,null,{"$f":"IF(U255=0,\"\",U255/(SUM($U255:$AG255)))","v":""},"","","","","","","","","","","","",0,null,null,null,null,null,{"$f":"IF(U254=0,\"\",U254)","v":""},"","","","","","","","","","","","",0]
[85,{"$f":"A255","v":85},{"$f":"A255","v":85},115,null,null,null,{"$f":"C58","v":0},null,{"$f":"J58","v":0},{"$f":"I58","v":0},0,{"$f":"H58","v":0},{"$f":"L58","v":0},0,0,0,0,{"$f":"L255-Q255-R255","v":0},{"$f":"IF(S255<0,0,S255)","v":0},{"$f":"K255+H255","v":0},null,null,null,null,null,null,null,null,null,null,null,{"$f":"J255","v":0},0,{"$f":"+Q255","v":0},{"$f":"(AI315+R315+AJ315)*Z314","v":{"$error":"#VALUE!"}},{"$f":"(AI255+R255+AJ255)*U254","v":{"$error":"#VALUE!"}},{"$f":"IF(AG255>0,(AI255+R255+AJ255)*AG254,\"\")","v":""},{"$f":"SUM(AI255:AK255)","v":{"$error":"#VALUE!"}},{"$f":"IF(AN254=\"\",\"\",$AM255*AN254)","v":""},"","","","","","","","","","","","",0,{"$f":"+U255","v":0},{"$f":"IF(D255=\"MAR\",IF((BB255-AJ255)<0,0,BB255-AJ255),IF(D255=\"C\",IF((BB255-AJ255)<0,0,BB255-AJ255),IF((BB255-AK255)<0,0,BB255-AK255)))","v":{"$error":"#VALUE!"}},{"$f":"IF(AG255=0,\"\",IF(AG255-AL255<0,0,AG255-AL255))","v":""},{"$f":"IF(D255=\"MAR\",0,IF(D255=\"C\",0,AJ255))","v":{"$error":"#VALUE!"}},{"$f":"IF(T255-BE255<0,0,T255-BE255)","v":{"$error":"#VALUE!"}},{"$f":"IF(D255=\"MAR\",IF(AI255+R255+AJ255=0,\"Infinito\",(I255+U255+AG255)/(AI255+R255)),IF(D255=\"C\",IF(AI255+R255+AJ255=0,\"Infinito\",(I255+U255+AG255)/(AI255+R255)),IF(AI255+R255+AJ255=0,\"Infinito\",(I255+U255+AG255)/(AI255+R255+AJ255))))","v":{"$error":"#VALUE!"}},{"$f":"IF(BG255<1.4,\"1\", IF(BG255<3,\"2\", IF(BG255<9,\"3\", \"4\")))","v":{"$error":"#VALUE!"}},{"$f":"IF(BG255<1.4,\"ROJO\", IF(BG255<3,\"AMARILLO\", IF(BG255<9,\"VERDE\", \"AZUL\")))","v":{"$error":"#VALUE!"}},{"$f":"IF(BG255<1.4,\"Déficit\", IF(BG255<3,\"Equilibrio\", IF(BG255<9,\"Disponibilidad\", \"Abundante\")))","v":{"$error":"#VALUE!"}},{"$f":"IF(I255+U255+AG255<=0,0,I255+U255+AG255)","v":0},{"$f":"IF(D255=\"MAR\",AI255+R255,IF(D255=\"C\",AI255+R255,AI255+R255+AJ255))","v":{"$error":"#VALUE!"}},{"$f":"BK255/BL255","v":{"$error":"#VALUE!"}},{"$f":"IF(BM255-BG255=0,\"\",\"CHECAR\")","v":{"$error":"#VALUE!"}}]
[null,null,null,null,null,null,null,null,null,null,null,null,null,null,null,null,null,null,null,null,{"$f":"IF(U257=0,\"\",U257/(SUM($U257:$AG257)))","v":""},"","","","","","","","","","","","",0,null,null,null,null,null,{"$f":"IF(U256=0,\"\",U256)","v":""},"","","","","","","","","","","","",0]
[86,{"$f":"A257","v":86},{"$f":"A257","v":86},115,null,null,null,{"$f":"C59","v":0},null,{"$f":"J59","v":0},{"$f":"I59","v":0},0,{"$f":"H59","v":0},{"$f":"L59","v":0},0,0,0,0,{"$f":"L257-Q257-R257","v":0},{"$f":"IF(S257<0,0,S257)","v":0},{"$f":"K257+H257","v":0},null,null,null,null,null,null,null,null,null,null,null,{"$f":"J257","v":0},0,{"$f":"+Q257","v":0},{"$f":"(AI315+R315+AJ315)*AA314","v":{"$error":"#VALUE!"}},{"$f":"(AI257+R257+AJ257)*U256","v":{"$error":"#VALUE!"}},{"$f":"IF(AG257>0,(AI257+R257+AJ257)*AG256,\"\")","v":""},{"$f":"SUM(AI257:AK257)","v":{"$error":"#VALUE!"}},{"$f":"IF(AN256=\"\",\"\",$AM257*AN256)","v":""},"","","","","","","","","","","","",0,{"$f":"+U257","v":0},{"$f":"IF(D257=\"MAR\",IF((BB257-AJ257)<0,0,BB257-AJ257),IF(D257=\"C\",IF((BB257-AJ257)<0,0,BB257-AJ257),IF((BB257-AK257)<0,0,BB257-AK257)))","v":{"$error":"#VALUE!"}},{"$f":"IF(AG257=0,\"\",IF(AG257-AL257<0,0,AG257-AL257))","v":""},{"$f":"IF(D257=\"MAR\",0,IF(D257=\"C\",0,AJ257))","v":{"$error":"#VALUE!"}},{"$f":"IF(T257-BE257<0,0,T257-BE257)","v":{"$error":"#VALUE!"}},{"$f":"IF(D257=\"MAR\",IF(AI257+R257+AJ257=0,\"Infinito\",(I257+U257+AG257)/(AI257+R257)),IF(D257=\"C\",IF(AI257+R257+AJ257=0,\"Infinito\",(I257+U257+AG257)/(AI257+R257)),IF(AI257+R257+AJ257=0,\"Infinito\",(I257+U257+AG257)/(AI257+R257+AJ257))))","v":{"$error":"#VALUE!"}},{"$f":"IF(BG257<1.4,\"1\", IF(BG257<3,\"2\", IF(BG257<9,\"3\", \"4\")))","v":{"$error":"#VALUE!"}},{"$f":"IF(BG257<1.4,\"ROJO\", IF(BG257<3,\"AMARILLO\", IF(BG257<9,\"VERDE\", \"AZUL\")))","v":{"$error":"#VALUE!"}},{"$f":"IF(BG257<1.4,\"Déficit\", IF(BG257<3,\"Equilibrio\", IF(BG257<9,\"Disponibilidad\", \"Abundante\")))","v":{"$error":"#VALUE!"}},{"$f":"IF(I257+U257+AG257<=0,0,I257+U257+AG257)","v":0},{"$f":"IF(D257=\"MAR\",AI257+R257,IF(D257=\"C\",AI257+R257,AI257+R257+AJ257))","v":{"$error":"#VALUE!"}},{"$f":"BK257/BL257","v":{"$error":"#VALUE!"}},{"$f":"IF(BM257-BG257=0,\"\",\"CHECAR\")","v":{"$error":"#VALUE!"}}]
[null,null,null,null,null,null,null,null,null,null,null,null,null,null,null,null,null,null,null,null,{"$f":"IF(U259=0,\"\",U259/(SUM($U259:$AG259)))","v":""},"","","","","","","","","","","","",0,null,null,null,null,null,null,{"$f":"IF(V258=0,\"\",V258)","v":""},"","","","","","","","","","",""]
[87,{"$f":"A259","v":87},{"$f":"A259","v":87},115,null,null,null,{"$f":"C60","v":0},null,{"$f":"J60","v":0},{"$f":"I60","v":0},0,{"$f":"H60","v":0},{"$f":"L60","v":0},0,0,0,0,{"$f":"L259-Q259-R259","v":0},{"$f":"IF(S259<0,0,S259)","v":0},{"$f":"K259+H259","v":0},null,null,null,null,null,null,null,null,null,null,null,{"$f":"J259","v":0},0,{"$f":"+Q259","v":0},{"$f":"(AI315+R315+AJ315)*AB314","v":{"$error":"#VALUE!"}},{"$f":"(AI259+R259+AJ259)*U258","v":{"$error":"#VALUE!"}},{"$f":"IF(AG259>0,(AI259+R259+AJ259)*AG258,\"\")","v":""},{"$f":"SUM(AI259:AK259)","v":{"$error":"#VALUE!"}},{"$f":"IF(AN258=\"\",\"\",$AM259*AN258)","v":""},"","","","","","","","","","","","",{"$f":"SUM(AN259:AZ259)","v":0},{"$f":"+U259","v":0},{"$f":"IF(D259=\"MAR\",IF((BB259-AJ259)<0,0,BB259-AJ259),IF(D259=\"C\",IF((BB259-AJ259)<0,0,BB259-AJ259),IF((BB259-AK259)<0,0,BB259-AK259)))","v":{"$error":"#VALUE!"}},{"$f":"IF(AG259=0,\"\",IF(AG259-AL259<0,0,AG259-AL259))","v":""},{"$f":"IF(D259=\"MAR\",0,IF(D259=\"C\",0,AJ259))","v":{"$error":"#VALUE!"}},{"$f":"IF(T259-BE259<0,0,T259-BE259)","v":{"$error":"#VALUE!"}},{"$f":"IF(D259=\"MAR\",IF(AI259+R259+AJ259=0,\"Infinito\",(I259+U259+AG259)/(AI259+R259)),IF(D259=\"C\",IF(AI259+R259+AJ259=0,\"Infinito\",(I259+U259+AG259)/(AI259+R259)),IF(AI259+R259+AJ259=0,\"Infinito\",(I259+U259+AG259)/(AI259+R259+AJ259))))","v":{"$error":"#VALUE!"}},{"$f":"IF(BG259<1.4,\"1\", IF(BG259<3,\"2\", IF(BG259<9,\"3\", \"4\")))","v":{"$error":"#VALUE!"}},{"$f":"IF(BG259<1.4,\"ROJO\", IF(BG259<3,\"AMARILLO\", IF(BG259<9,\"VERDE\", \"AZUL\")))","v":{"$error":"#VALUE!"}},{"$f":"IF(BG259<1.4,\"Déficit\", IF(BG259<3,\"Equilibrio\", IF(BG259<9,\"Disponibilidad\", \"Abundante\")))","v":{"$error":"#VALUE!"}},{"$f":"IF(I259+U259+AG259<=0,0,I259+U259+AG259)","v":0},{"$f":"IF(D259=\"MAR\",AI259+R259,IF(D259=\"C\",AI259+R259,AI259+R259+AJ259))","v":{"$error":"#VALUE!"}},{"$f":"BK259/BL259","v":{"$error":"#VALUE!"}},{"$f":"IF(BM259-BG259=0,\"\",\"CHECAR\")","v":{"$error":"#VALUE!"}}]
[null,null,null,null,null,null,null,null,null,null,null,null,null,null,null,null,null,null,null,null,{"$f":"IF(U261=0,\"\",U261/(SUM($U261:$AG261)))","v":""},"","","","","","","","","","","","",0,null,null,null,null,null,null,{"$f":"IF(V260=0,\"\",V260)","v":""},"","","","","","","","","","",""]
[88,{"$f":"A261","v":88},{"$f":"A261","v":88},95,null,null,null,{"$f":"C61","v":0},null,{"$f":"J61","v":0},{"$f":"I61","v":0},0,{"$f":"H61","v":0},{"$f":"L61","v":0},0,0,0,0,{"$f":"L261-Q261-R261","v":0},{"$f":"IF(S261<0,0,S261)","v":0},{"$f":"K261+H261","v":0},null,null,null,null,null,null,null,null,null,null,null,{"$f":"J261","v":0},0,{"$f":"+Q261","v":0},{"$f":"(AI275+R275+AJ275)*V274","v":{"$error":"#VALUE!"}},{"$f":"(AI261+R261+AJ261)*U260","v":{"$error":"#VALUE!"}},{"$f":"IF(AG261>0,(AI261+R261+AJ261)*AG260,\"\")","v":""},{"$f":"SUM(AI261:AK261)","v":{"$error":"#VALUE!"}},{"$f":"IF(AN260=\"\",\"\",$AM261*AN260)","v":""},"","","","","","","","","","","","",{"$f":"SUM(AN261:AZ261)","v":0},{"$f":"+U261","v":0},{"$f":"IF(D261=\"MAR\",IF((BB261-AJ261)<0,0,BB261-AJ261),IF(D261=\"C\",IF((BB261-AJ261)<0,0,BB261-AJ261),IF((BB261-AK261)<0,0,BB261-AK261)))","v":{"$error":"#VALUE!"}},{"$f":"IF(AG261=0,\"\",IF(AG261-AL261<0,0,AG261-AL261))","v":""},{"$f":"IF(D261=\"MAR\",0,IF(D261=\"C\",0,AJ261))","v":{"$error":"#VALUE!"}},{"$f":"IF(T261-BE261<0,0,T261-BE261)","v":{"$error":"#VALUE!"}},{"$f":"IF(D261=\"MAR\",IF(AI261+R261+AJ261=0,\"Infinito\",(I261+U261+AG261)/(AI261+R261)),IF(D261=\"C\",IF(AI261+R261+AJ261=0,\"Infinito\",(I261+U261+AG261)/(AI261+R261)),IF(AI261+R261+AJ261=0,\"Infinito\",(I261+U261+AG261)/(AI261+R261+AJ261))))","v":{"$error":"#VALUE!"}},{"$f":"IF(BG261<1.4,\"1\", IF(BG261<3,\"2\", IF(BG261<9,\"3\", \"4\")))","v":{"$error":"#VALUE!"}},{"$f":"IF(BG261<1.4,\"ROJO\", IF(BG261<3,\"AMARILLO\", IF(BG261<9,\"VERDE\", \"AZUL\")))","v":{"$error":"#VALUE!"}},{"$f":"IF(BG261<1.4,\"Déficit\", IF(BG261<3,\"Equilibrio\", IF(BG261<9,\"Disponibilidad\", \"Abundante\")))","v":{"$error":"#VALUE!"}},{"$f":"IF(I261+U261+AG261<=0,0,I261+U261+AG261)","v":0},{"$f":"IF(D261=\"MAR\",AI261+R261,IF(D261=\"C\",AI261+R261,AI261+R261+AJ261))","v":{"$error":"#VALUE!"}},{"$f":"BK261/BL261","v":{"$error":"#VALUE!"}},{"$f":"IF(BM261-BG261=0,\"\",\"CHECAR\")","v":{"$error":"#VALUE!"}}]
[null,null,null,null,null,null,null,null,null,null,null,null,null,null,null,null,null,null,null,null,{"$f":"IF(U263=0,\"\",U263/(SUM($U263:$AG263)))","v":""},"","","","","","","","","","","","",0,null,null,null,null,null,{"$f":"IF(U262=0,\"\",U262)","v":""},"","","","","","","","","","","",""]
[89,{"$f":"A263","v":89},{"$f":"A263","v":89},95,null,null,null,{"$f":"C62","v":0},null,{"$f":"J62","v":0},{"$f":"I62","v":0},0,{"$f":"H62","v":0},{"$f":"L62","v":0},0,0,0,0,{"$f":"L263-Q263-R263","v":0},{"$f":"IF(S263<0,0,S263)","v":0},{"$f":"K263+H263","v":0},null,null,null,null,null,null,null,null,null,null,null,{"$f":"J263","v":0},0,{"$f":"+Q263","v":0},{"$f":"(AI275+R275+AJ275)*W274","v":{"$error":"#VALUE!"}},{"$f":"(AI263+R263+AJ263)*U262","v":{"$error":"#VALUE!"}},{"$f":"IF(AG263>0,(AI263+R263+AJ263)*AG262,\"\")","v":""},{"$f":"SUM(AI263:AK263)","v":{"$error":"#VALUE!"}},{"$f":"IF(AN262=\"\",\"\",$AM263*AN262)","v":""},"","","","","","","","","","","","",{"$f":"SUM(AN263:AZ263)","v":0},{"$f":"+U263","v":0},{"$f":"IF(D263=\"MAR\",IF((BB263-AJ263)<0,0,BB263-AJ263),IF(D263=\"C\",IF((BB263-AJ263)<0,0,BB263-AJ263),IF((BB263-AK263)<0,0,BB263-AK263)))","v":{"$error":"#VALUE!"}},{"$f":"IF(AG263=0,\"\",IF(AG263-AL263<0,0,AG263-AL263))","v":""},{"$f":"IF(D263=\"MAR\",0,IF(D263=\"C\",0,AJ263))","v":{"$error":"#VALUE!"}},{"$f":"IF(T263-BE263<0,0,T263-BE263)","v":{"$error":"#VALUE!"}},{"$f":"IF(D263=\"MAR\",IF(AI263+R263+AJ263=0,\"Infinito\",(I263+U263+AG263)/(AI263+R263)),IF(D263=\"C\",IF(AI263+R263+AJ263=0,\"Infinito\",(I263+U263+AG263)/(AI263+R263)),IF(AI263+R263+AJ263=0,\"Infinito\",(I263+U263+AG263)/(AI263+R263+AJ263))))","v":{"$error":"#VALUE!"}},{"$f":"IF(BG263<1.4,\"1\", IF(BG263<3,\"2\", IF(BG263<9,\"3\", \"4\")))","v":{"$error":"#VALUE!"}},{"$f":"IF(BG263<1.4,\"ROJO\", IF(BG263<3,\"AMARILLO\", IF(BG263<9,\"VERDE\", \"AZUL\")))","v":{"$error":"#VALUE!"}},{"$f":"IF(BG263<1.4,\"Déficit\", IF(BG263<3,\"Equilibrio\", IF(BG263<9,\"Disponibilidad\", \"Abundante\")))","v":{"$error":"#VALUE!"}},{"$f":"IF(I263+U263+AG263<=0,0,I263+U263+AG263)","v":0},{"$f":"IF(D263=\"MAR\",AI263+R263,IF(D263=\"C\",AI263+R263,AI263+R263+AJ263))","v":{"$error":"#VALUE!"}},{"$f":"BK263/BL263","v":{"$error":"#VALUE!"}},{"$f":"IF(BM263-BG263=0,\"\",\"CHECAR\")","v":{"$error":"#VALUE!"}}]
[null,null,null,null,null,null,null,null,null,null,null,null,null,null,null,null,null,null,null,null,{"$f":"IF(U265=0,\"\",U265/(SUM($U265:$AG265)))","v":""},"","","","","","","","","","","","",{"$f":"SUM(U264:AG264)","v":0},null,null,null,null,null,{"$f":"IF(U264=0,\"\",U264)","v":""},"","","","","","","","","","","","",{"$f":"SUM(AN264:AZ264)","v":0}]
[90,{"$f":"A265","v":90},{"$f":"A265","v":90},95,null,null,null,{"$f":"C63","v":0},null,{"$f":"J63","v":0},{"$f":"I63","v":0},0,{"$f":"H63","v":0},{"$f":"L63","v":0},0,0,0,0,{"$f":"L265-Q265-R265","v":0},{"$f":"IF(S265<0,0,S265)","v":0},{"$f":"K265+H265","v":0},null,null,null,null,null,null,null,null,null,null,null,{"$f":"J265","v":0},{"$f":"SUM(U265:AG265)","v":0},{"$f":"+Q265","v":0},{"$f":"(AI275+R275+AJ275)*X274","v":{"$error":"#VALUE!"}},{"$f":"(AI265+R265+AJ265)*U264","v":{"$error":"#VALUE!"}},{"$f":"IF(AG265>0,(AI265+R265+AJ265)*AG264,\"\")","v":""},{"$f":"SUM(AI265:AK265)","v":{"$error":"#VALUE!"}},{"$f":"IF(AN264=\"\",\"\",$AM265*AN264)","v":""},"","","","","","","","","","","","",{"$f":"SUM(AN265:AZ265)","v":0},{"$f":"+U265","v":0},{"$f":"IF(D265=\"MAR\",IF((BB265-AJ265)<0,0,BB265-AJ265),IF(D265=\"C\",IF((BB265-AJ265)<0,0,BB265-AJ265),IF((BB265-AK265)<0,0,BB265-AK265)))","v":{"$error":"#VALUE!"}},{"$f":"IF(AG265=0,\"\",IF(AG265-AL265<0,0,AG265-AL265))","v":""},{"$f":"IF(D265=\"MAR\",0,IF(D265=\"C\",0,AJ265))","v":{"$error":"#VALUE!"}},{"$f":"IF(T265-BE265<0,0,T265-BE265)","v":{"$error":"#VALUE!"}},{"$f":"IF(D265=\"MAR\",IF(AI265+R265+AJ265=0,\"Infinito\",(I265+U265+AG265)/(AI265+R265)),IF(D265=\"C\",IF(AI265+R265+AJ265=0,\"Infinito\",(I265+U265+AG265)/(AI265+R265)),IF(AI265+R265+AJ265=0,\"Infinito\",(I265+U265+AG265)/(AI265+R265+AJ265))))","v":{"$error":"#VALUE!"}},{"$f":"IF(BG265<1.4,\"1\", IF(BG265<3,\"2\", IF(BG265<9,\"3\", \"4\")))","v":{"$error":"#VALUE!"}},{"$f":"IF(BG265<1.4,\"ROJO\", IF(BG265<3,\"AMARILLO\", IF(BG265<9,\"VERDE\", \"AZUL\")))","v":{"$error":"#VALUE!"}},{"$f":"IF(BG265<1.4,\"Déficit\", IF(BG265<3,\"Equilibrio\", IF(BG265<9,\"Disponibilidad\", \"Abundante\")))","v":{"$error":"#VALUE!"}},{"$f":"IF(I265+U265+AG265<=0,0,I265+U265+AG265)","v":0},{"$f":"IF(D265=\"MAR\",AI265+R265,IF(D265=\"C\",AI265+R265,AI265+R265+AJ265))","v":{"$error":"#VALUE!"}},{"$f":"BK265/BL265","v":{"$error":"#VALUE!"}},{"$f":"IF(BM265-BG265=0,\"\",\"CHECAR\")","v":{"$error":"#VALUE!"}}]
[null,null,null,null,null,null,null,null,null,null,null,null,null,null,null,null,null,null,null,null,{"$f":"IF(U267=0,\"\",U267/(SUM($U267:$AG267)))","v":1},"","","","","","","","","","","","",1,null,null,null,null,null,{"$f":"IF(U266=0,\"\",U266)","v":1},"","","","","","","","","","","","",{"$f":"SUM(AN266:AZ266)","v":1}]
[91,{"$f":"A267","v":91},{"$f":"A267","v":91},96,null,null,null,{"$f":"C141","v":3973.165},null,{"$f":"J141","v":0},{"$f":"I141","v":0},3973.165,{"$f":"H141","v":0},{"$f":"K141","v":0},0,0,0,0,{"$f":"L267-Q267-R267","v":3973.165},{"$f":"IF(S267<0,0,S267)","v":3973.165},{"$f":"K267+H267","v":3973.165},null,null,null,null,null,null,null,null,null,null,null,{"$f":"J267","v":0},3973.165,{"$f":"+Q267","v":0},{"$f":"(AI277+R277+AJ277)*V276","v":7889.160388284381},{"$f":"(AI267+R267+AJ267)*U266","v":7889.160388284381},{"$f":"IF(AG267>0,(AI267+R267+AJ267)*AG266,\"\")","v":""},{"$f":"SUM(AI267:AK267)","v":15778.320776568762},{"$f":"IF(AN266=\"\",\"\",$AM267*AN266)","v":15778.320776568762},"","","","","","","","","","","","",{"$f":"SUM(AN267:AZ267)","v":15778.320776568762},{"$f":"+U267","v":3973.165},{"$f":"IF(D267=\"MAR\",IF((BB267-AJ267)<0,0,BB267-AJ267),IF(D267=\"C\",IF((BB267-AJ267)<0,0,BB267-AJ267),IF((BB267-AK267)<0,0,BB267-AK267)))","v":0},{"$f":"IF(AG267=0,\"\",IF(AG267-AL267<0,0,AG267-AL267))","v":""},{"$f":"IF(D267=\"MAR\",0,IF(D267=\"C\",0,AJ267))","v":7889.160388284381},{"$f":"IF(T267-BE267<0,0,T267-BE267)","v":0},{"$f":"IF(D267=\"MAR\",IF(AI267+R267+AJ267=0,\"Infinito\",(I267+U267+AG267)/(AI267+R267)),IF(D267=\"C\",IF(AI267+R267+AJ267=0,\"Infinito\",(I267+U267+AG267)/(AI267+R267)),IF(AI267+R267+AJ267=0,\"Infinito\",(I267+U267+AG267)/(AI267+R267+AJ267))))","v":0.50362330139722578},{"$f":"IF(BG267<1.4,\"1\", IF(BG267<3,\"2\", IF(BG267<9,\"3\", \"4\")))","v":"1"},{"$f":"IF(BG267<1.4,\"ROJO\", IF(BG267<3,\"AMARILLO\", IF(BG267<9,\"VERDE\", \"AZUL\")))","v":"ROJO"},{"$f":"IF(BG267<1.4,\"Déficit\", IF(BG267<3,\"Equilibrio\", IF(BG267<9,\"Disponibilidad\", \"Abundante\")))","v":"Déficit"},{"$f":"IF(I267+U267+AG267<=0,0,I267+U267+AG267)","v":3973.165},{"$f":"IF(D267=\"MAR\",AI267+R267,IF(D267=\"C\",AI267+R267,AI267+R267+AJ267))","v":7889.160388284381},{"$f":"BK267/BL267","v":0.50362330139722578},{"$f":"IF(BM267-BG267=0,\"\",\"CHECAR\")","v":""}]
[null,null,null,null,null,null,null,null,null,null,null,null,null,null,null,null,null,null,null,null,{"$f":"IF(U269=0,\"\",U269/(SUM($U269:$AG269)))","v":1},"","","","","","","","","","","","",{"$f":"SUM(U268:AG268)","v":1},null,null,null,null,null,{"$f":"IF(U268=0,\"\",U268)","v":1},"","","","","","","","","","","","",{"$f":"SUM(AN268:AZ268)","v":1}]
[92,{"$f":"A269","v":92},{"$f":"A269","v":92},97,null,null,null,{"$f":"C142","v":1921.0530000000001},null,{"$f":"J142","v":0},{"$f":"I142","v":0},1921.0530000000001,{"$f":"H142","v":0},{"$f":"K142","v":0},0,0,0,0,{"$f":"L269-Q269-R269","v":1921.0530000000001},{"$f":"IF(S269<0,0,S269)","v":1921.0530000000001},{"$f":"K269+H269","v":1921.0530000000001},null,null,null,null,null,null,null,null,null,null,null,{"$f":"J269","v":0},{"$f":"SUM(U269:AG269)","v":1921.0530000000001},{"$f":"+Q269","v":0},{"$f":"(AI279+R279+AJ279)*V278","v":3814.4640938382568},{"$f":"(AI269+R269+AJ269)*U268","v":3814.4640938382568},{"$f":"IF(AG269>0,(AI269+R269+AJ269)*AG268,\"\")","v":""},{"$f":"SUM(AI269:AK269)","v":7628.9281876765135},{"$f":"IF(AN268=\"\",\"\",$AM269*AN268)","v":7628.9281876765135},"","","","","","","","","","","","",7628.9281876765135,{"$f":"+U269","v":1921.0530000000001},{"$f":"IF(D269=\"MAR\",IF((BB269-AJ269)<0,0,BB269-AJ269),IF(D269=\"C\",IF((BB269-AJ269)<0,0,BB269-AJ269),IF((BB269-AK269)<0,0,BB269-AK269)))","v":0},{"$f":"IF(AG269=0,\"\",IF(AG269-AL269<0,0,AG269-AL269))","v":""},{"$f":"IF(D269=\"MAR\",0,IF(D269=\"C\",0,AJ269))","v":3814.4640938382568},{"$f":"IF(T269-BE269<0,0,T269-BE269)","v":0},{"$f":"IF(D269=\"MAR\",IF(AI269+R269+AJ269=0,\"Infinito\",(I269+U269+AG269)/(AI269+R269)),IF(D269=\"C\",IF(AI269+R269+AJ269=0,\"Infinito\",(I269+U269+AG269)/(AI269+R269)),IF(AI269+R269+AJ269=0,\"Infinito\",(I269+U269+AG269)/(AI269+R269+AJ269))))","v":0.50362330139722578},{"$f":"IF(BG269<1.4,\"1\", IF(BG269<3,\"2\", IF(BG269<9,\"3\", \"4\")))","v":"1"},{"$f":"IF(BG269<1.4,\"ROJO\", IF(BG269<3,\"AMARILLO\", IF(BG269<9,\"VERDE\", \"AZUL\")))","v":"ROJO"},{"$f":"IF(BG269<1.4,\"Déficit\", IF(BG269<3,\"Equilibrio\", IF(BG269<9,\"Disponibilidad\", \"Abundante\")))","v":"Déficit"},{"$f":"IF(I269+U269+AG269<=0,0,I269+U269+AG269)","v":1921.0530000000001},{"$f":"IF(D269=\"MAR\",AI269+R269,IF(D269=\"C\",AI269+R269,AI269+R269+AJ269))","v":3814.4640938382568},{"$f":"BK269/BL269","v":0.50362330139722578},{"$f":"IF(BM269-BG269=0,\"\",\"CHECAR\")","v":""}]
[null,null,null,null,null,null,null,null,null,null,null,null,null,null,null,null,null,null,null,null,{"$f":"IF(U271=0,\"\",U271/(SUM($U271:$AG271)))","v":""},"","","","","","","","","","","","",0,null,null,null,null,null,{"$f":"IF(U270=0,\"\",U270)","v":""},"","","","","","","","","","","","",0]
[93,{"$f":"A271","v":93},{"$f":"A271","v":93},"C",null,null,null,{"$f":"C64","v":0},null,{"$f":"J64","v":0},{"$f":"I64","v":0},0,{"$f":"H64","v":0},{"$f":"L64","v":0},0,0,0,0,{"$f":"L271-Q271-R271","v":0},{"$f":"IF(S271<0,0,S271)","v":0},{"$f":"K271+H271","v":0},null,null,null,null,null,null,null,null,null,null,null,{"$f":"J271","v":0},0,{"$f":"+Q271","v":0},280,{"$f":"(AI271+R271)","v":0},{"$f":"IF(AG271>0,(AI271+R271+AJ271)*AG270,\"\")","v":""},{"$f":"SUM(AI271:AK271)","v":280},{"$f":"IF(AN270=\"\",\"\",$AM271*AN270)","v":""},"","","","","","","","","","","","",0,{"$f":"+U271","v":0},{"$f":"IF(D271=\"MAR\",IF((BB271-AJ271)<0,0,BB271-AJ271),IF(D271=\"C\",IF((BB271-AJ271)<0,0,BB271-AJ271),IF((BB271-AK271)<0,0,BB271-AK271)))","v":0},{"$f":"IF(AG271=0,\"\",IF(AG271-AL271<0,0,AG271-AL271))","v":""},{"$f":"AJ271","v":280},{"$f":"IF(T271-BE271<0,0,T271-BE271)","v":0},{"$f":"IF(D271=\"MAR\",IF(AI271+R271+AJ271=0,\"Infinito\",(I271+U271+AG271)/(AI271+R271)),IF(D271=\"C\",IF(AI271+R271+AJ271=0,\"Infinito\",(I271+U271+AG271)/(AI271+R271)),IF(AI271+R271+AJ271=0,\"Infinito\",(I271+U271+AG271)/(AI271+R271+AJ271))))","v":{"$error":"#DIV/0!"}},{"$f":"IF(BG271<1.4,\"1\", IF(BG271<3,\"2\", IF(BG271<9,\"3\", \"4\")))","v":{"$error":"#DIV/0!"}},{"$f":"IF(BG271<1.4,\"ROJO\", IF(BG271<3,\"AMARILLO\", IF(BG271<9,\"VERDE\", \"AZUL\")))","v":{"$error":"#DIV/0!"}},{"$f":"IF(BG271<1.4,\"Déficit\", IF(BG271<3,\"Equilibrio\", IF(BG271<9,\"Disponibilidad\", \"Abundante\")))","v":{"$error":"#DIV/0!"}},{"$f":"IF(I271+U271+AG271<=0,0,I271+U271+AG271)","v":0},{"$f":"IF(D271=\"MAR\",AI271+R271,IF(D271=\"C\",AI271+R271,AI271+R271+AJ271))","v":0},{"$f":"BK271/BL271","v":{"$error":"#DIV/0!"}},{"$f":"IF(BM271-BG271=0,\"\",\"CHECAR\")","v":{"$error":"#DIV/0!"}}]
[null,null,null,null,null,null,null,null,null,null,null,null,null,null,null,null,null,null,null,null,{"$f":"IF(U273=0,\"\",U273/(SUM($U273:$AG273)))","v":""},"","","","","","","","","","","","",0,null,null,null,null,null,{"$f":"IF(U272=0,\"\",U272)","v":""},"","","","","","","","","","","","",0]
[94,{"$f":"A273","v":94},{"$f":"A273","v":94},"C",null,null,null,{"$f":"C65","v":0},null,{"$f":"J65","v":0},{"$f":"I65","v":0},0,{"$f":"H65","v":0},{"$f":"L65","v":0},0,0,0,0,{"$f":"L273-Q273-R273","v":0},{"$f":"IF(S273<0,0,S273)","v":0},{"$f":"K273+H273","v":0},null,null,null,null,null,null,null,null,null,null,null,{"$f":"J273","v":0},0,{"$f":"+Q273","v":0},269.99,{"$f":"(AI273+R273)","v":0},{"$f":"IF(AG273>0,(AI273+R273+AJ273)*AG272,\"\")","v":""},{"$f":"SUM(AI273:AK273)","v":269.99},{"$f":"IF(AN272=\"\",\"\",$AM273*AN272)","v":""},"","","","","","","","","","","","",0,{"$f":"+U273","v":0},{"$f":"IF(D273=\"MAR\",IF((BB273-AJ273)<0,0,BB273-AJ273),IF(D273=\"C\",IF((BB273-AJ273)<0,0,BB273-AJ273),IF((BB273-AK273)<0,0,BB273-AK273)))","v":0},{"$f":"IF(AG273=0,\"\",IF(AG273-AL273<0,0,AG273-AL273))","v":""},{"$f":"AJ273","v":269.99},{"$f":"IF(T273-BE273<0,0,T273-BE273)","v":0},{"$f":"IF(D273=\"MAR\",IF(AI273+R273+AJ273=0,\"Infinito\",(I273+U273+AG273)/(AI273+R273)),IF(D273=\"C\",IF(AI273+R273+AJ273=0,\"Infinito\",(I273+U273+AG273)/(AI273+R273)),IF(AI273+R273+AJ273=0,\"Infinito\",(I273+U273+AG273)/(AI273+R273+AJ273))))","v":{"$error":"#DIV/0!"}},{"$f":"IF(BG273<1.4,\"1\", IF(BG273<3,\"2\", IF(BG273<9,\"3\", \"4\")))","v":{"$error":"#DIV/0!"}},{"$f":"IF(BG273<1.4,\"ROJO\", IF(BG273<3,\"AMARILLO\", IF(BG273<9,\"VERDE\", \"AZUL\")))","v":{"$error":"#DIV/0!"}},{"$f":"IF(BG273<1.4,\"Déficit\", IF(BG273<3,\"Equilibrio\", IF(BG273<9,\"Disponibilidad\", \"Abundante\")))","v":{"$error":"#DIV/0!"}},{"$f":"IF(I273+U273+AG273<=0,0,I273+U273+AG273)","v":0},{"$f":"IF(D273=\"MAR\",AI273+R273,IF(D273=\"C\",AI273+R273,AI273+R273+AJ273))","v":0},{"$f":"BK273/BL273","v":{"$error":"#DIV/0!"}},{"$f":"IF(BM273-BG273=0,\"\",\"CHECAR\")","v":{"$error":"#DIV/0!"}}]
[null,null,null,null,null,null,null,null,null,null,null,null,null,null,null,null,null,null,null,null,{"$f":"IF(U275=0,\"\",U275/(SUM($U275:$AG275)))","v":""},"","","","","","","","","","","","",0,null,null,null,null,null,{"$f":"IF(U274=0,\"\",U274)","v":""},"","","","","","","","","","","","",0]
[95,{"$f":"A275","v":95},{"$f":"A275","v":95},106,null,null,null,{"$f":"C66","v":0},{"$f":"T261+T263+T265","v":0},{"$f":"J66","v":0},{"$f":"I66","v":0},0,{"$f":"H66","v":0},{"$f":"L66","v":0},0,0,0,0,{"$f":"L275-Q275-R275","v":0},{"$f":"IF(S275<0,0,S275)","v":0},{"$f":"K275+H275","v":0},{"$f":"T261","v":0},{"$f":"+T263","v":0},{"$f":"+T265","v":0},null,null,null,null,null,null,null,null,{"$f":"J275","v":0},0,{"$f":"+Q275","v":0},{"$f":"(AI297+R297+AJ297)*V296","v":{"$error":"#VALUE!"}},{"$f":"(AI275+R275+AJ275)*U274","v":{"$error":"#VALUE!"}},{"$f":"IF(AG275>0,(AI275+R275+AJ275)*AG274,\"\")","v":""},{"$f":"SUM(AI275:AK275)","v":{"$error":"#VALUE!"}},{"$f":"IF(AN274=\"\",\"\",$AM275*AN274)","v":""},"","","","","","","","","","","","",0,{"$f":"+U275","v":0},{"$f":"IF(D275=\"MAR\",IF((BB275-AJ275)<0,0,BB275-AJ275),IF(D275=\"C\",IF((BB275-AJ275)<0,0,BB275-AJ275),IF((BB275-AK275)<0,0,BB275-AK275)))","v":{"$error":"#VALUE!"}},{"$f":"IF(AG275=0,\"\",IF(AG275-AL275<0,0,AG275-AL275))","v":""},{"$f":"IF(D275=\"MAR\",0,IF(D275=\"C\",0,AJ275))","v":{"$error":"#VALUE!"}},{"$f":"IF(T275-BE275<0,0,T275-BE275)","v":{"$error":"#VALUE!"}},{"$f":"IF(D275=\"MAR\",IF(AI275+R275+AJ275=0,\"Infinito\",(I275+U275+AG275)/(AI275+R275)),IF(D275=\"C\",IF(AI275+R275+AJ275=0,\"Infinito\",(I275+U275+AG275)/(AI275+R275)),IF(AI275+R275+AJ275=0,\"Infinito\",(I275+U275+AG275)/(AI275+R275+AJ275))))","v":{"$error":"#VALUE!"}},{"$f":"IF(BG275<1.4,\"1\", IF(BG275<3,\"2\", IF(BG275<9,\"3\", \"4\")))","v":{"$error":"#VALUE!"}},{"$f":"IF(BG275<1.4,\"ROJO\", IF(BG275<3,\"AMARILLO\", IF(BG275<9,\"VERDE\", \"AZUL\")))","v":{"$error":"#VALUE!"}},{"$f":"IF(BG275<1.4,\"Déficit\", IF(BG275<3,\"Equilibrio\", IF(BG275<9,\"Disponibilidad\", \"Abundante\")))","v":{"$error":"#VALUE!"}},{"$f":"IF(I275+U275+AG275<=0,0,I275+U275+AG275)","v":0},{"$f":"IF(D275=\"MAR\",AI275+R275,IF(D275=\"C\",AI275+R275,AI275+R275+AJ275))","v":{"$error":"#VALUE!"}},{"$f":"BK275/BL275","v":{"$error":"#VALUE!"}},{"$f":"IF(BM275-BG275=0,\"\",\"CHECAR\")","v":{"$error":"#VALUE!"}}]
[null,null,null,null,null,null,null,null,null,null,null,null,null,null,null,null,null,null,null,null,{"$f":"IF(U277=0,\"\",U277/(SUM($U277:$AG277)))","v":""},1,"","","","","","","","","","","",1,null,null,null,null,null,{"$f":"IF(U276=0,\"\",U276)","v":""},1,"","","","","","","","","","","",1]
[96,{"$f":"A277","v":96},{"$f":"A277","v":96},106,null,null,null,{"$f":"C67","v":0},{"$f":"T267","v":3973.165},{"$f":"J67","v":0},{"$f":"I67","v":0},3973.165,{"$f":"H67","v":0},{"$f":"L67","v":0},0,0,0,0,{"$f":"L277-Q277-R277","v":3973.165},{"$f":"IF(S277<0,0,S277)","v":3973.165},{"$f":"K277+H277","v":0},{"$f":"T267","v":3973.165},null,null,null,null,null,null,null,null,null,null,{"$f":"J277","v":0},3973.165,{"$f":"+Q277","v":0},{"$f":"(AI297+R297+AJ297)*W296","v":7889.160388284381},{"$f":"(AI277+R277+AJ277)*U276","v":{"$error":"#VALUE!"}},{"$f":"IF(AG277>0,(AI277+R277+AJ277)*AG276,\"\")","v":""},{"$f":"SUM(AI277:AK277)","v":{"$error":"#VALUE!"}},{"$f":"IF(AN276=\"\",\"\",$AM277*AN276)","v":""},{"$error":"#VALUE!"},"","","","","","","","","","","",{"$error":"#VALUE!"},{"$f":"+U277","v":0},{"$f":"IF(D277=\"MAR\",IF((BB277-AJ277)<0,0,BB277-AJ277),IF(D277=\"C\",IF((BB277-AJ277)<0,0,BB277-AJ277),IF((BB277-AK277)<0,0,BB277-AK277)))","v":{"$error":"#VALUE!"}},{"$f":"IF(AG277=0,\"\",IF(AG277-AL277<0,0,AG277-AL277))","v":""},{"$f":"IF(D277=\"MAR\",0,IF(D277=\"C\",0,AJ277))","v":7889.160388284381},{"$f":"IF(T277-BE277<0,0,T277-BE277)","v":0},{"$f":"IF(D277=\"MAR\",IF(AI277+R277+AJ277=0,\"Infinito\",(I277+U277+AG277)/(AI277+R277)),IF(D277=\"C\",IF(AI277+R277+AJ277=0,\"Infinito\",(I277+U277+AG277)/(AI277+R277)),IF(AI277+R277+AJ277=0,\"Infinito\",(I277+U277+AG277)/(AI277+R277+AJ277))))","v":0.50362330139722578},{"$f":"IF(BG277<1.4,\"1\", IF(BG277<3,\"2\", IF(BG277<9,\"3\", \"4\")))","v":"1"},{"$f":"IF(BG277<1.4,\"ROJO\", IF(BG277<3,\"AMARILLO\", IF(BG277<9,\"VERDE\", \"AZUL\")))","v":"ROJO"},{"$f":"IF(BG277<1.4,\"Déficit\", IF(BG277<3,\"Equilibrio\", IF(BG277<9,\"Disponibilidad\", \"Abundante\")))","v":"Déficit"},{"$f":"IF(I277+U277+AG277<=0,0,I277+U277+AG277)","v":3973.165},{"$f":"IF(D277=\"MAR\",AI277+R277,IF(D277=\"C\",AI277+R277,AI277+R277+AJ277))","v":7889.160388284381},{"$f":"BK277/BL277","v":0.50362330139722578},{"$f":"IF(BM277-BG277=0,\"\",\"CHECAR\")","v":""}]
[null,null,null,null,null,null,null,null,null,null,null,null,null,null,null,null,null,null,null,null,{"$f":"IF(U279=0,\"\",U279/(SUM($U279:$AG279)))","v":""},1,"","","","","","","","","","","",1,null,null,null,null,null,{"$f":"IF(U278=0,\"\",U278)","v":""},1,"","","","","","","","","","","",1]
[97,{"$f":"A279","v":97},{"$f":"A279","v":97},106,null,null,null,{"$f":"C68","v":0},{"$f":"T269","v":1921.0530000000001},{"$f":"J68","v":0},{"$f":"I68","v":0},1921.0530000000001,{"$f":"H68","v":0},{"$f":"L68","v":0},0,0,0,0,{"$f":"L279-Q279-R279","v":1921.0530000000001},{"$f":"IF(S279<0,0,S279)","v":1921.0530000000001},{"$f":"K279+H279","v":0},{"$f":"T269","v":1921.0530000000001},null,null,null,null,null,null,null,null,null,null,{"$f":"J279","v":0},1921.0530000000001,{"$f":"+Q279","v":0},{"$f":"(AI297+R297+AJ297)*X296","v":3814.4640938382568},{"$f":"(AI279+R279+AJ279)*U278","v":{"$error":"#VALUE!"}},{"$f":"IF(AG279>0,(AI279+R279+AJ279)*AG278,\"\")","v":""},{"$f":"SUM(AI279:AK279)","v":{"$error":"#VALUE!"}},{"$f":"IF(AN278=\"\",\"\",$AM279*AN278)","v":""},{"$error":"#VALUE!"},"","","","","","","","","","","",{"$error":"#VALUE!"},{"$f":"+U279","v":0},{"$f":"IF(D279=\"MAR\",IF((BB279-AJ279)<0,0,BB279-AJ279),IF(D279=\"C\",IF((BB279-AJ279)<0,0,BB279-AJ279),IF((BB279-AK279)<0,0,BB279-AK279)))","v":{"$error":"#VALUE!"}},{"$f":"IF(AG279=0,\"\",IF(AG279-AL279<0,0,AG279-AL279))","v":""},{"$f":"IF(D279=\"MAR\",0,IF(D279=\"C\",0,AJ279))","v":3814.4640938382568},{"$f":"IF(T279-BE279<0,0,T279-BE279)","v":0},{"$f":"IF(D279=\"MAR\",IF(AI279+R279+AJ279=0,\"Infinito\",(I279+U279+AG279)/(AI279+R279)),IF(D279=\"C\",IF(AI279+R279+AJ279=0,\"Infinito\",(I279+U279+AG279)/(AI279+R279)),IF(AI279+R279+AJ279=0,\"Infinito\",(I279+U279+AG279)/(AI279+R279+AJ279))))","v":0.50362330139722578},{"$f":"IF(BG279<1.4,\"1\", IF(BG279<3,\"2\", IF(BG279<9,\"3\", \"4\")))","v":"1"},{"$f":"IF(BG279<1.4,\"ROJO\", IF(BG279<3,\"AMARILLO\", IF(BG279<9,\"VERDE\", \"AZUL\")))","v":"ROJO"},{"$f":"IF(BG279<1.4,\"Déficit\", IF(BG279<3,\"Equilibrio\", IF(BG279<9,\"Disponibilidad\", \"Abundante\")))","v":"Déficit"},{"$f":"IF(I279+U279+AG279<=0,0,I279+U279+AG279)","v":1921.0530000000001},{"$f":"IF(D279=\"MAR\",AI279+R279,IF(D279=\"C\",AI279+R279,AI279+R279+AJ279))","v":3814.4640938382568},{"$f":"BK279/BL279","v":0.50362330139722578},{"$f":"IF(BM279-BG279=0,\"\",\"CHECAR\")","v":""}]
[null,null,null,null,null,null,null,null,null,null,null,null,null,null,null,null,null,null,null,null,{"$f":"IF(U281=0,\"\",U281/(SUM($U281:$AG281)))","v":""},"","","","","","","","","","","","",0,null,null,null,null,null,{"$f":"IF(U280=0,\"\",U280)","v":""},"","","","","","","","","","","","",0]
[98,{"$f":"A281","v":98},{"$f":"A281","v":98},106,null,null,null,{"$f":"C69","v":0},null,{"$f":"J69","v":0},{"$f":"I69","v":0},{"$f":"SUM(H281:K281)","v":0},{"$f":"H69","v":0},{"$f":"L69","v":0},0,{"$f":"SUM(M281:O281)","v":0},{"$f":"+P281","v":0},0,{"$f":"L281-Q281-R281","v":0},{"$f":"IF(S281<0,0,S281)","v":0},{"$f":"K281+H281","v":0},null,null,null,null,null,null,null,null,null,null,null,{"$f":"J281","v":0},0,{"$f":"+Q281","v":0},{"$f":"(AI297+R297+AJ297)*Y296","v":{"$error":"#VALUE!"}},{"$f":"(AI281+R281+AJ281)*U280","v":{"$error":"#VALUE!"}},{"$f":"IF(AG281>0,(AI281+R281+AJ281)*AG280,\"\")","v":""},{"$f":"SUM(AI281:AK281)","v":{"$error":"#VALUE!"}},{"$f":"IF(AN280=\"\",\"\",$AM281*AN280)","v":""},"","","","","","","","","","","","",0,{"$f":"+U281","v":0},{"$f":"IF(D281=\"MAR\",IF((BB281-AJ281)<0,0,BB281-AJ281),IF(D281=\"C\",IF((BB281-AJ281)<0,0,BB281-AJ281),IF((BB281-AK281)<0,0,BB281-AK281)))","v":{"$error":"#VALUE!"}},{"$f":"IF(AG281=0,\"\",IF(AG281-AL281<0,0,AG281-AL281))","v":""},{"$f":"IF(D281=\"MAR\",0,IF(D281=\"C\",0,AJ281))","v":{"$error":"#VALUE!"}},{"$f":"IF(T281-BE281<0,0,T281-BE281)","v":{"$error":"#VALUE!"}},{"$f":"IF(D281=\"MAR\",IF(AI281+R281+AJ281=0,\"Infinito\",(I281+U281+AG281)/(AI281+R281)),IF(D281=\"C\",IF(AI281+R281+AJ281=0,\"Infinito\",(I281+U281+AG281)/(AI281+R281)),IF(AI281+R281+AJ281=0,\"Infinito\",(I281+U281+AG281)/(AI281+R281+AJ281))))","v":{"$error":"#VALUE!"}},{"$f":"IF(BG281<1.4,\"1\", IF(BG281<3,\"2\", IF(BG281<9,\"3\", \"4\")))","v":{"$error":"#VALUE!"}},{"$f":"IF(BG281<1.4,\"ROJO\", IF(BG281<3,\"AMARILLO\", IF(BG281<9,\"VERDE\", \"AZUL\")))","v":{"$error":"#VALUE!"}},{"$f":"IF(BG281<1.4,\"Déficit\", IF(BG281<3,\"Equilibrio\", IF(BG281<9,\"Disponibilidad\", \"Abundante\")))","v":{"$error":"#VALUE!"}},{"$f":"IF(I281+U281+AG281<=0,0,I281+U281+AG281)","v":0},{"$f":"IF(D281=\"MAR\",AI281+R281,IF(D281=\"C\",AI281+R281,AI281+R281+AJ281))","v":{"$error":"#VALUE!"}},{"$f":"BK281/BL281","v":{"$error":"#VALUE!"}},{"$f":"IF(BM281-BG281=0,\"\",\"CHECAR\")","v":{"$error":"#VALUE!"}}]
[null,null,null,null,null,null,null,null,null,null,null,null,null,null,null,null,null,null,null,null,{"$f":"IF(U283=0,\"\",U283/(SUM($U283:$AG283)))","v":""},"","","","","","","","","","","","",0,null,null,null,null,null,{"$f":"IF(U282=0,\"\",U282)","v":""},"","","","","","","","","","","","",0]
[99,{"$f":"A283","v":99},{"$f":"A283","v":99},106,null,null,null,{"$f":"C70","v":0},null,{"$f":"J70","v":0},{"$f":"I70","v":0},0,{"$f":"H70","v":0},{"$f":"L70","v":0},0,0,0,0,{"$f":"L283-Q283-R283","v":0},{"$f":"IF(S283<0,0,S283)","v":0},{"$f":"K283+H283","v":0},null,null,null,null,null,null,null,null,null,null,null,{"$f":"J283","v":0},0,{"$f":"+Q283","v":0},{"$f":"(AI297+R297+AJ297)*Z296","v":{"$error":"#VALUE!"}},{"$f":"(AI283+R283+AJ283)*U282","v":{"$error":"#VALUE!"}},{"$f":"IF(AG283>0,(AI283+R283+AJ283)*AG282,\"\")","v":""},{"$f":"SUM(AI283:AK283)","v":{"$error":"#VALUE!"}},{"$f":"IF(AN282=\"\",\"\",$AM283*AN282)","v":""},"","","","","","","","","","","","",0,{"$f":"+U283","v":0},{"$f":"IF(D283=\"MAR\",IF((BB283-AJ283)<0,0,BB283-AJ283),IF(D283=\"C\",IF((BB283-AJ283)<0,0,BB283-AJ283),IF((BB283-AK283)<0,0,BB283-AK283)))","v":{"$error":"#VALUE!"}},{"$f":"IF(AG283=0,\"\",IF(AG283-AL283<0,0,AG283-AL283))","v":""},{"$f":"IF(D283=\"MAR\",0,IF(D283=\"C\",0,AJ283))","v":{"$error":"#VALUE!"}},{"$f":"IF(T283-BE283<0,0,T283-BE283)","v":{"$error":"#VALUE!"}},{"$f":"IF(D283=\"MAR\",IF(AI283+R283+AJ283=0,\"Infinito\",(I283+U283+AG283)/(AI283+R283)),IF(D283=\"C\",IF(AI283+R283+AJ283=0,\"Infinito\",(I283+U283+AG283)/(AI283+R283)),IF(AI283+R283+AJ283=0,\"Infinito\",(I283+U283+AG283)/(AI283+R283+AJ283))))","v":{"$error":"#VALUE!"}},{"$f":"IF(BG283<1.4,\"1\", IF(BG283<3,\"2\", IF(BG283<9,\"3\", \"4\")))","v":{"$error":"#VALUE!"}},{"$f":"IF(BG283<1.4,\"ROJO\", IF(BG283<3,\"AMARILLO\", IF(BG283<9,\"VERDE\", \"AZUL\")))","v":{"$error":"#VALUE!"}},{"$f":"IF(BG283<1.4,\"Déficit\", IF(BG283<3,\"Equilibrio\", IF(BG283<9,\"Disponibilidad\", \"Abundante\")))","v":{"$error":"#VALUE!"}},{"$f":"IF(I283+U283+AG283<=0,0,I283+U283+AG283)","v":0},{"$f":"IF(D283=\"MAR\",AI283+R283,IF(D283=\"C\",AI283+R283,AI283+R283+AJ283))","v":{"$error":"#VALUE!"}},{"$f":"BK283/BL283","v":{"$error":"#VALUE!"}},{"$f":"IF(BM283-BG283=0,\"\",\"CHECAR\")","v":{"$error":"#VALUE!"}}]
[null,null,null,null,null,null,null,null,null,null,null,null,null,null,null,null,null,null,null,null,{"$f":"IF(U285=0,\"\",U285/(SUM($U285:$AG285)))","v":""},"","","","","","","","","","","","",0,null,null,null,null,null,{"$f":"IF(U284=0,\"\",U284)","v":""},"","","","","","","","","","","","",0]
[100,{"$f":"A285","v":100},{"$f":"A285","v":100},106,null,null,null,{"$f":"C71","v":0},null,{"$f":"J71","v":0},{"$f":"I71","v":0},0,{"$f":"H71","v":0},{"$f":"L71","v":0},0,0,0,0,{"$f":"L285-Q285-R285","v":0},{"$f":"IF(S285<0,0,S285)","v":0},{"$f":"K285+H285","v":0},null,null,null,null,null,null,null,null,null,null,null,{"$f":"J285","v":0},0,{"$f":"+Q285","v":0},{"$f":"(AI297+R297+AJ297)*AA296","v":{"$error":"#VALUE!"}},{"$f":"(AI285+R285+AJ285)*U284","v":{"$error":"#VALUE!"}},{"$f":"IF(AG285>0,(AI285+R285+AJ285)*AG284,\"\")","v":""},{"$f":"SUM(AI285:AK285)","v":{"$error":"#VALUE!"}},{"$f":"IF(AN284=\"\",\"\",$AM285*AN284)","v":""},"","","","","","","","","","","","",0,{"$f":"+U285","v":0},{"$f":"IF(D285=\"MAR\",IF((BB285-AJ285)<0,0,BB285-AJ285),IF(D285=\"C\",IF((BB285-AJ285)<0,0,BB285-AJ285),IF((BB285-AK285)<0,0,BB285-AK285)))","v":{"$error":"#VALUE!"}},{"$f":"IF(AG285=0,\"\",IF(AG285-AL285<0,0,AG285-AL285))","v":""},{"$f":"IF(D285=\"MAR\",0,IF(D285=\"C\",0,AJ285))","v":{"$error":"#VALUE!"}},{"$f":"IF(T285-BE285<0,0,T285-BE285)","v":{"$error":"#VALUE!"}},{"$f":"IF(D285=\"MAR\",IF(AI285+R285+AJ285=0,\"Infinito\",(I285+U285+AG285)/(AI285+R285)),IF(D285=\"C\",IF(AI285+R285+AJ285=0,\"Infinito\",(I285+U285+AG285)/(AI285+R285)),IF(AI285+R285+AJ285=0,\"Infinito\",(I285+U285+AG285)/(AI285+R285+AJ285))))","v":{"$error":"#VALUE!"}},{"$f":"IF(BG285<1.4,\"1\", IF(BG285<3,\"2\", IF(BG285<9,\"3\", \"4\")))","v":{"$error":"#VALUE!"}},{"$f":"IF(BG285<1.4,\"ROJO\", IF(BG285<3,\"AMARILLO\", IF(BG285<9,\"VERDE\", \"AZUL\")))","v":{"$error":"#VALUE!"}},{"$f":"IF(BG285<1.4,\"Déficit\", IF(BG285<3,\"Equilibrio\", IF(BG285<9,\"Disponibilidad\", \"Abundante\")))","v":{"$error":"#VALUE!"}},{"$f":"IF(I285+U285+AG285<=0,0,I285+U285+AG285)","v":0},{"$f":"IF(D285=\"MAR\",AI285+R285,IF(D285=\"C\",AI285+R285,AI285+R285+AJ285))","v":{"$error":"#VALUE!"}},{"$f":"BK285/BL285","v":{"$error":"#VALUE!"}},{"$f":"IF(BM285-BG285=0,\"\",\"CHECAR\")","v":{"$error":"#VALUE!"}}]
[null,null,null,null,null,null,null,null,null,null,null,null,null,null,null,null,null,null,null,null,{"$f":"IF(U287=0,\"\",U287/(SUM($U287:$AG287)))","v":""},"","","","","","","","","","","","",0,null,null,null,null,null,{"$f":"IF(U286=0,\"\",U286)","v":""},"","","","","","","","","","","","",0]
[101,{"$f":"A287","v":101},{"$f":"A287","v":101},106,null,null,null,{"$f":"C72","v":0},null,{"$f":"J72","v":0},{"$f":"I72","v":0},0,{"$f":"H72","v":0},{"$f":"L72","v":0},0,0,0,0,{"$f":"L287-Q287-R287","v":0},{"$f":"IF(S287<0,0,S287)","v":0},{"$f":"K287+H287","v":0},null,null,null,null,null,null,null,null,null,null,null,{"$f":"J287","v":0},0,{"$f":"+Q287","v":0},{"$f":"(AI297+R297+AJ297)*AB296","v":{"$error":"#VALUE!"}},{"$f":"(AI287+R287+AJ287)*U286","v":{"$error":"#VALUE!"}},{"$f":"IF(AG287>0,(AI287+R287+AJ287)*AG286,\"\")","v":""},{"$f":"SUM(AI287:AK287)","v":{"$error":"#VALUE!"}},{"$f":"IF(AN286=\"\",\"\",$AM287*AN286)","v":""},"","","","","","","","","","","","",0,{"$f":"+U287","v":0},{"$f":"IF(D287=\"MAR\",IF((BB287-AJ287)<0,0,BB287-AJ287),IF(D287=\"C\",IF((BB287-AJ287)<0,0,BB287-AJ287),IF((BB287-AK287)<0,0,BB287-AK287)))","v":{"$error":"#VALUE!"}},{"$f":"IF(AG287=0,\"\",IF(AG287-AL287<0,0,AG287-AL287))","v":""},{"$f":"IF(D287=\"MAR\",0,IF(D287=\"C\",0,AJ287))","v":{"$error":"#VALUE!"}},{"$f":"IF(T287-BE287<0,0,T287-BE287)","v":{"$error":"#VALUE!"}},{"$f":"IF(D287=\"MAR\",IF(AI287+R287+AJ287=0,\"Infinito\",(I287+U287+AG287)/(AI287+R287)),IF(D287=\"C\",IF(AI287+R287+AJ287=0,\"Infinito\",(I287+U287+AG287)/(AI287+R287)),IF(AI287+R287+AJ287=0,\"Infinito\",(I287+U287+AG287)/(AI287+R287+AJ287))))","v":{"$error":"#VALUE!"}},{"$f":"IF(BG287<1.4,\"1\", IF(BG287<3,\"2\", IF(BG287<9,\"3\", \"4\")))","v":{"$error":"#VALUE!"}},{"$f":"IF(BG287<1.4,\"ROJO\", IF(BG287<3,\"AMARILLO\", IF(BG287<9,\"VERDE\", \"AZUL\")))","v":{"$error":"#VALUE!"}},{"$f":"IF(BG287<1.4,\"Déficit\", IF(BG287<3,\"Equilibrio\", IF(BG287<9,\"Disponibilidad\", \"Abundante\")))","v":{"$error":"#VALUE!"}},{"$f":"IF(I287+U287+AG287<=0,0,I287+U287+AG287)","v":0},{"$f":"IF(D287=\"MAR\",AI287+R287,IF(D287=\"C\",AI287+R287,AI287+R287+AJ287))","v":{"$error":"#VALUE!"}},{"$f":"BK287/BL287","v":{"$error":"#VALUE!"}},{"$f":"IF(BM287-BG287=0,\"\",\"CHECAR\")","v":{"$error":"#VALUE!"}}]
[null,null,null,null,null,null,null,null,null,null,null,null,null,null,null,null,null,null,null,null,{"$f":"IF(U289=0,\"\",U289/(SUM($U289:$AG289)))","v":""},"","","","","","","","","","","","",0,null,null,null,null,null,null,{"$f":"IF(V288=0,\"\",V288)","v":""},"","","","","","","","","","",""]
[102,{"$f":"A289","v":102},{"$f":"A289","v":102},106,null,null,null,{"$f":"C73","v":0},null,{"$f":"J73","v":0},{"$f":"I73","v":0},0,{"$f":"H73","v":0},{"$f":"L73","v":0},0,0,0,0,{"$f":"L289-Q289-R289","v":0},{"$f":"IF(S289<0,0,S289)","v":0},{"$f":"K289+H289","v":0},null,null,null,null,null,null,null,null,null,null,null,{"$f":"J289","v":0},0,{"$f":"+Q289","v":0},{"$f":"(AI297+R297+AJ297)*AC296","v":{"$error":"#VALUE!"}},{"$f":"(AI289+R289+AJ289)*U288","v":{"$error":"#VALUE!"}},{"$f":"IF(AG289>0,(AI289+R289+AJ289)*AG288,\"\")","v":""},{"$f":"SUM(AI289:AK289)","v":{"$error":"#VALUE!"}},{"$f":"IF(AN288=\"\",\"\",$AM289*AN288)","v":""},"","","","","","","","","","","","",{"$f":"SUM(AN289:AZ289)","v":0},{"$f":"+U289","v":0},{"$f":"IF(D289=\"MAR\",IF((BB289-AJ289)<0,0,BB289-AJ289),IF(D289=\"C\",IF((BB289-AJ289)<0,0,BB289-AJ289),IF((BB289-AK289)<0,0,BB289-AK289)))","v":{"$error":"#VALUE!"}},{"$f":"IF(AG289=0,\"\",IF(AG289-AL289<0,0,AG289-AL289))","v":""},{"$f":"IF(D289=\"MAR\",0,IF(D289=\"C\",0,AJ289))","v":{"$error":"#VALUE!"}},{"$f":"IF(T289-BE289<0,0,T289-BE289)","v":{"$error":"#VALUE!"}},{"$f":"IF(D289=\"MAR\",IF(AI289+R289+AJ289=0,\"Infinito\",(I289+U289+AG289)/(AI289+R289)),IF(D289=\"C\",IF(AI289+R289+AJ289=0,\"Infinito\",(I289+U289+AG289)/(AI289+R289)),IF(AI289+R289+AJ289=0,\"Infinito\",(I289+U289+AG289)/(AI289+R289+AJ289))))","v":{"$error":"#VALUE!"}},{"$f":"IF(BG289<1.4,\"1\", IF(BG289<3,\"2\", IF(BG289<9,\"3\", \"4\")))","v":{"$error":"#VALUE!"}},{"$f":"IF(BG289<1.4,\"ROJO\", IF(BG289<3,\"AMARILLO\", IF(BG289<9,\"VERDE\", \"AZUL\")))","v":{"$error":"#VALUE!"}},{"$f":"IF(BG289<1.4,\"Déficit\", IF(BG289<3,\"Equilibrio\", IF(BG289<9,\"Disponibilidad\", \"Abundante\")))","v":{"$error":"#VALUE!"}},{"$f":"IF(I289+U289+AG289<=0,0,I289+U289+AG289)","v":0},{"$f":"IF(D289=\"MAR\",AI289+R289,IF(D289=\"C\",AI289+R289,AI289+R289+AJ289))","v":{"$error":"#VALUE!"}},{"$f":"BK289/BL289","v":{"$error":"#VALUE!"}},{"$f":"IF(BM289-BG289=0,\"\",\"CHECAR\")","v":{"$error":"#VALUE!"}}]
[null,null,null,null,null,null,null,null,null,null,null,null,null,null,null,null,null,null,null,null,{"$f":"IF(U291=0,\"\",U291/(SUM($U291:$AG291)))","v":""},"","","","","","","","","","","","",0,null,null,null,null,null,null,{"$f":"IF(V290=0,\"\",V290)","v":""},"","","","","","","","","","",""]
[103,{"$f":"A291","v":103},{"$f":"A291","v":103},106,null,null,null,{"$f":"C74","v":0},null,{"$f":"J74","v":0},{"$f":"I74","v":0},0,{"$f":"H74","v":0},{"$f":"L74","v":0},0,0,0,0,{"$f":"L291-Q291-R291","v":0},{"$f":"IF(S291<0,0,S291)","v":0},{"$f":"K291+H291","v":0},null,null,null,null,null,null,null,null,null,null,null,{"$f":"J291","v":0},0,{"$f":"+Q291","v":0},{"$f":"(AI297+R297+AJ297)*AD296","v":{"$error":"#VALUE!"}},{"$f":"(AI291+R291+AJ291)*U290","v":{"$error":"#VALUE!"}},{"$f":"IF(AG291>0,(AI291+R291+AJ291)*AG290,\"\")","v":""},{"$f":"SUM(AI291:AK291)","v":{"$error":"#VALUE!"}},{"$f":"IF(AN290=\"\",\"\",$AM291*AN290)","v":""},"","","","","","","","","","","","",{"$f":"SUM(AN291:AZ291)","v":0},{"$f":"+U291","v":0},{"$f":"IF(D291=\"MAR\",IF((BB291-AJ291)<0,0,BB291-AJ291),IF(D291=\"C\",IF((BB291-AJ291)<0,0,BB291-AJ291),IF((BB291-AK291)<0,0,BB291-AK291)))","v":{"$error":"#VALUE!"}},{"$f":"IF(AG291=0,\"\",IF(AG291-AL291<0,0,AG291-AL291))","v":""},{"$f":"IF(D291=\"MAR\",0,IF(D291=\"C\",0,AJ291))","v":{"$error":"#VALUE!"}},{"$f":"IF(T291-BE291<0,0,T291-BE291)","v":{"$error":"#VALUE!"}},{"$f":"IF(D291=\"MAR\",IF(AI291+R291+AJ291=0,\"Infinito\",(I291+U291+AG291)/(AI291+R291)),IF(D291=\"C\",IF(AI291+R291+AJ291=0,\"Infinito\",(I291+U291+AG291)/(AI291+R291)),IF(AI291+R291+AJ291=0,\"Infinito\",(I291+U291+AG291)/(AI291+R291+AJ291))))","v":{"$error":"#VALUE!"}},{"$f":"IF(BG291<1.4,\"1\", IF(BG291<3,\"2\", IF(BG291<9,\"3\", \"4\")))","v":{"$error":"#VALUE!"}},{"$f":"IF(BG291<1.4,\"ROJO\", IF(BG291<3,\"AMARILLO\", IF(BG291<9,\"VERDE\", \"AZUL\")))","v":{"$error":"#VALUE!"}},{"$f":"IF(BG291<1.4,\"Déficit\", IF(BG291<3,\"Equilibrio\", IF(BG291<9,\"Disponibilidad\", \"Abundante\")))","v":{"$error":"#VALUE!"}},{"$f":"IF(I291+U291+AG291<=0,0,I291+U291+AG291)","v":0},{"$f":"IF(D291=\"MAR\",AI291+R291,IF(D291=\"C\",AI291+R291,AI291+R291+AJ291))","v":{"$error":"#VALUE!"}},{"$f":"BK291/BL291","v":{"$error":"#VALUE!"}},{"$f":"IF(BM291-BG291=0,\"\",\"CHECAR\")","v":{"$error":"#VALUE!"}}]
[null,null,null,null,null,null,null,null,null,null,null,null,null,null,null,null,null,null,null,null,{"$f":"IF(U293=0,\"\",U293/(SUM($U293:$AG293)))","v":""},"","","","","","","","","","","","",0,null,null,null,null,null,{"$f":"IF(U292=0,\"\",U292)","v":""},"","","","","","","","","","","",""]
[104,{"$f":"A293","v":104},{"$f":"A293","v":104},106,null,null,null,{"$f":"C75","v":0},null,{"$f":"J75","v":0},{"$f":"I75","v":0},0,{"$f":"H75","v":0},{"$f":"L75","v":0},0,0,0,0,{"$f":"L293-Q293-R293","v":0},{"$f":"IF(S293<0,0,S293)","v":0},{"$f":"K293+H293","v":0},null,null,null,null,null,null,null,null,null,null,null,{"$f":"J293","v":0},0,{"$f":"+Q293","v":0},{"$f":"(AI297+R297+AJ297)*AE296","v":{"$error":"#VALUE!"}},{"$f":"(AI293+R293+AJ293)*U292","v":{"$error":"#VALUE!"}},{"$f":"IF(AG293>0,(AI293+R293+AJ293)*AG292,\"\")","v":""},{"$f":"SUM(AI293:AK293)","v":{"$error":"#VALUE!"}},{"$f":"IF(AN292=\"\",\"\",$AM293*AN292)","v":""},"","","","","","","","","","","","",{"$f":"SUM(AN293:AZ293)","v":0},{"$f":"+U293","v":0},{"$f":"IF(D293=\"MAR\",IF((BB293-AJ293)<0,0,BB293-AJ293),IF(D293=\"C\",IF((BB293-AJ293)<0,0,BB293-AJ293),IF((BB293-AK293)<0,0,BB293-AK293)))","v":{"$error":"#VALUE!"}},{"$f":"IF(AG293=0,\"\",IF(AG293-AL293<0,0,AG293-AL293))","v":""},{"$f":"IF(D293=\"MAR\",0,IF(D293=\"C\",0,AJ293))","v":{"$error":"#VALUE!"}},{"$f":"IF(T293-BE293<0,0,T293-BE293)","v":{"$error":"#VALUE!"}},{"$f":"IF(D293=\"MAR\",IF(AI293+R293+AJ293=0,\"Infinito\",(I293+U293+AG293)/(AI293+R293)),IF(D293=\"C\",IF(AI293+R293+AJ293=0,\"Infinito\",(I293+U293+AG293)/(AI293+R293)),IF(AI293+R293+AJ293=0,\"Infinito\",(I293+U293+AG293)/(AI293+R293+AJ293))))","v":{"$error":"#VALUE!"}},{"$f":"IF(BG293<1.4,\"1\", IF(BG293<3,\"2\", IF(BG293<9,\"3\", \"4\")))","v":{"$error":"#VALUE!"}},{"$f":"IF(BG293<1.4,\"ROJO\", IF(BG293<3,\"AMARILLO\", IF(BG293<9,\"VERDE\", \"AZUL\")))","v":{"$error":"#VALUE!"}},{"$f":"IF(BG293<1.4,\"Déficit\", IF(BG293<3,\"Equilibrio\", IF(BG293<9,\"Disponibilidad\", \"Abundante\")))","v":{"$error":"#VALUE!"}},{"$f":"IF(I293+U293+AG293<=0,0,I293+U293+AG293)","v":0},{"$f":"IF(D293=\"MAR\",AI293+R293,IF(D293=\"C\",AI293+R293,AI293+R293+AJ293))","v":{"$error":"#VALUE!"}},{"$f":"BK293/BL293","v":{"$error":"#VALUE!"}},{"$f":"IF(BM293-BG293=0,\"\",\"CHECAR\")","v":{"$error":"#VALUE!"}}]
[null,null,null,null,null,null,null,null,null,null,null,null,null,null,null,null,null,null,null,null,{"$f":"IF(U295=0,\"\",U295/(SUM($U295:$AG295)))","v":1},"","","","","","","","","","","","",1,null,null,null,null,null,{"$f":"IF(U294=0,\"\",U294)","v":1},"","","","","","","","","","","","",1]
[105,{"$f":"A295","v":105},{"$f":"A295","v":105},106,null,null,null,{"$f":"C143","v":710.69399999999996},null,{"$f":"J143","v":0},{"$f":"I143","v":0},710.69399999999996,{"$f":"H143","v":0},{"$f":"K143","v":0},0,0,0,0,{"$f":"L295-Q295-R295","v":710.69399999999996},{"$f":"IF(S295<0,0,S295)","v":710.69399999999996},{"$f":"K295+H295","v":710.69399999999996},null,null,null,null,null,null,null,null,null,null,null,{"$f":"J295","v":0},710.69399999999996,{"$f":"+Q295","v":0},{"$f":"(AI297+R297+AJ297)*AF296","v":1411.161870446201},{"$f":"(AI295+R295+AJ295)*U294","v":1411.161870446201},{"$f":"IF(AG295>0,(AI295+R295+AJ295)*AG294,\"\")","v":""},{"$f":"SUM(AI295:AK295)","v":2822.3237408924019},{"$f":"IF(AN294=\"\",\"\",$AM295*AN294)","v":2822.3237408924019},"","","","","","","","","","","","",2822.3237408924019,{"$f":"+U295","v":710.69399999999996},{"$f":"IF(D295=\"MAR\",IF((BB295-AJ295)<0,0,BB295-AJ295),IF(D295=\"C\",IF((BB295-AJ295)<0,0,BB295-AJ295),IF((BB295-AK295)<0,0,BB295-AK295)))","v":0},{"$f":"IF(AG295=0,\"\",IF(AG295-AL295<0,0,AG295-AL295))","v":""},{"$f":"IF(D295=\"MAR\",0,IF(D295=\"C\",0,AJ295))","v":1411.161870446201},{"$f":"IF(T295-BE295<0,0,T295-BE295)","v":0},{"$f":"IF(D295=\"MAR\",IF(AI295+R295+AJ295=0,\"Infinito\",(I295+U295+AG295)/(AI295+R295)),IF(D295=\"C\",IF(AI295+R295+AJ295=0,\"Infinito\",(I295+U295+AG295)/(AI295+R295)),IF(AI295+R295+AJ295=0,\"Infinito\",(I295+U295+AG295)/(AI295+R295+AJ295))))","v":0.50362330139722578},{"$f":"IF(BG295<1.4,\"1\", IF(BG295<3,\"2\", IF(BG295<9,\"3\", \"4\")))","v":"1"},{"$f":"IF(BG295<1.4,\"ROJO\", IF(BG295<3,\"AMARILLO\", IF(BG295<9,\"VERDE\", \"AZUL\")))","v":"ROJO"},{"$f":"IF(BG295<1.4,\"Déficit\", IF(BG295<3,\"Equilibrio\", IF(BG295<9,\"Disponibilidad\", \"Abundante\")))","v":"Déficit"},{"$f":"IF(I295+U295+AG295<=0,0,I295+U295+AG295)","v":710.69399999999996},{"$f":"IF(D295=\"MAR\",AI295+R295,IF(D295=\"C\",AI295+R295,AI295+R295+AJ295))","v":1411.161870446201},{"$f":"BK295/BL295","v":0.50362330139722578},{"$f":"IF(BM295-BG295=0,\"\",\"CHECAR\")","v":""}]
[null,null,null,null,null,null,null,null,null,null,null,null,null,null,null,null,null,null,null,null,{"$f":"IF(U297=0,\"\",U297/(SUM($U297:$AG297)))","v":""},"",0.60154700017199314,0.29085217183817136,"","","","","","","",0.10760082798983543,"",0.99999999999999989,null,null,null,null,null,{"$f":"IF(U296=0,\"\",U296)","v":""},"",0.60154700017199314,0.29085217183817136,"","","","","","","",0.10760082798983543,"",0.99999999999999989]
[106,{"$f":"A297","v":106},{"$f":"A297","v":106},114,null,null,null,{"$f":"C76","v":0},{"$f":"T275+T277+T279+T281+T283+T285+T287+T289+T291+T293+T295","v":6604.9120000000003},{"$f":"J76","v":0},{"$f":"I76","v":0},6604.9120000000003,{"$f":"H76","v":0},{"$f":"L76","v":0},0,0,0,0,{"$f":"L297-Q297-R297","v":6604.9120000000003},{"$f":"IF(S297<0,0,S297)","v":6604.9120000000003},{"$f":"K297+H297","v":0},{"$f":"T275","v":0},{"$f":"T277","v":3973.165},{"$f":"T279","v":1921.0530000000001},{"$f":"T281","v":0},{"$f":"T283","v":0},{"$f":"+T285","v":0},{"$f":"+T287","v":0},{"$f":"+T289","v":0},{"$f":"+T291","v":0},{"$f":"+T293","v":0},{"$f":"+T295","v":710.69399999999996},{"$f":"J297","v":0},6604.9120000000003,{"$f":"+Q297","v":0},{"$f":"(AI313+R313+AJ313)*V312","v":13114.786352568839},{"$f":"(AI297+R297+AJ297)*U296","v":{"$error":"#VALUE!"}},{"$f":"IF(AG297>0,(AI297+R297+AJ297)*AG296,\"\")","v":""},{"$f":"SUM(AI297:AK297)","v":{"$error":"#VALUE!"}},{"$f":"IF(AN296=\"\",\"\",$AM297*AN296)","v":""},"",{"$error":"#VALUE!"},{"$error":"#VALUE!"},"","","","","","","",{"$error":"#VALUE!"},"",{"$error":"#VALUE!"},{"$f":"+U297","v":0},{"$f":"IF(D297=\"MAR\",IF((BB297-AJ297)<0,0,BB297-AJ297),IF(D297=\"C\",IF((BB297-AJ297)<0,0,BB297-AJ297),IF((BB297-AK297)<0,0,BB297-AK297)))","v":{"$error":"#VALUE!"}},{"$f":"IF(AG297=0,\"\",IF(AG297-AL297<0,0,AG297-AL297))","v":""},{"$f":"IF(D297=\"MAR\",0,IF(D297=\"C\",0,AJ297))","v":13114.786352568839},{"$f":"IF(T297-BE297<0,0,T297-BE297)","v":0},{"$f":"IF(D297=\"MAR\",IF(AI297+R297+AJ297=0,\"Infinito\",(I297+U297+AG297)/(AI297+R297)),IF(D297=\"C\",IF(AI297+R297+AJ297=0,\"Infinito\",(I297+U297+AG297)/(AI297+R297)),IF(AI297+R297+AJ297=0,\"Infinito\",(I297+U297+AG297)/(AI297+R297+AJ297))))","v":0.50362330139722578},{"$f":"IF(BG297<1.4,\"1\", IF(BG297<3,\"2\", IF(BG297<9,\"3\", \"4\")))","v":"1"},{"$f":"IF(BG297<1.4,\"ROJO\", IF(BG297<3,\"AMARILLO\", IF(BG297<9,\"VERDE\", \"AZUL\")))","v":"ROJO"},{"$f":"IF(BG297<1.4,\"Déficit\", IF(BG297<3,\"Equilibrio\", IF(BG297<9,\"Disponibilidad\", \"Abundante\")))","v":"Déficit"},{"$f":"IF(I297+U297+AG297<=0,0,I297+U297+AG297)","v":6604.9120000000003},{"$f":"IF(D297=\"MAR\",AI297+R297,IF(D297=\"C\",AI297+R297,AI297+R297+AJ297))","v":13114.786352568839},{"$f":"BK297/BL297","v":0.50362330139722578},{"$f":"IF(BM297-BG297=0,\"\",\"CHECAR\")","v":""}]
[null,null,null,null,null,null,null,null,null,null,null,null,null,null,null,null,null,null,null,null,{"$f":"IF(U299=0,\"\",U299/(SUM($U299:$AG299)))","v":1},"","","","","","","","","","","","",1,null,null,null,null,null,{"$f":"IF(U298=0,\"\",U298)","v":1},"","","","","","","","","","","","",1]
[107,{"$f":"A299","v":107},{"$f":"A299","v":107},109,null,null,null,{"$f":"C144","v":1967.7809999999999},null,{"$f":"J144","v":0},{"$f":"I144","v":0},1967.7809999999999,{"$f":"H144","v":0},{"$f":"K144","v":0},0,0,0,0,{"$f":"L299-Q299-R299","v":1967.7809999999999},{"$f":"IF(S299<0,0,S299)","v":1967.7809999999999},{"$f":"K299+H299","v":1967.7809999999999},null,null,null,null,null,null,null,null,null,null,null,{"$f":"J299","v":0},1967.7809999999999,{"$f":"+Q299","v":0},{"$f":"(AI303+R303+AJ303)*V302","v":3907.2477276978498},{"$f":"(AI299+R299+AJ299)*U298","v":3907.2477276978498},{"$f":"IF(AG299>0,(AI299+R299+AJ299)*AG298,\"\")","v":""},{"$f":"SUM(AI299:AK299)","v":7814.4954553956995},{"$f":"IF(AN298=\"\",\"\",$AM299*AN298)","v":7814.4954553956995},"","","","","","","","","","","","",7814.4954553956995,{"$f":"+U299","v":1967.7809999999999},{"$f":"IF(D299=\"MAR\",IF((BB299-AJ299)<0,0,BB299-AJ299),IF(D299=\"C\",IF((BB299-AJ299)<0,0,BB299-AJ299),IF((BB299-AK299)<0,0,BB299-AK299)))","v":0},{"$f":"IF(AG299=0,\"\",IF(AG299-AL299<0,0,AG299-AL299))","v":""},{"$f":"IF(D299=\"MAR\",0,IF(D299=\"C\",0,AJ299))","v":3907.2477276978498},{"$f":"IF(T299-BE299<0,0,T299-BE299)","v":0},{"$f":"IF(D299=\"MAR\",IF(AI299+R299+AJ299=0,\"Infinito\",(I299+U299+AG299)/(AI299+R299)),IF(D299=\"C\",IF(AI299+R299+AJ299=0,\"Infinito\",(I299+U299+AG299)/(AI299+R299)),IF(AI299+R299+AJ299=0,\"Infinito\",(I299+U299+AG299)/(AI299+R299+AJ299))))","v":0.50362330139722578},{"$f":"IF(BG299<1.4,\"1\", IF(BG299<3,\"2\", IF(BG299<9,\"3\", \"4\")))","v":"1"},{"$f":"IF(BG299<1.4,\"ROJO\", IF(BG299<3,\"AMARILLO\", IF(BG299<9,\"VERDE\", \"AZUL\")))","v":"ROJO"},{"$f":"IF(BG299<1.4,\"Déficit\", IF(BG299<3,\"Equilibrio\", IF(BG299<9,\"Disponibilidad\", \"Abundante\")))","v":"Déficit"},{"$f":"IF(I299+U299+AG299<=0,0,I299+U299+AG299)","v":1967.7809999999999},{"$f":"IF(D299=\"MAR\",AI299+R299,IF(D299=\"C\",AI299+R299,AI299+R299+AJ299))","v":3907.2477276978498},{"$f":"BK299/BL299","v":0.50362330139722578},{"$f":"IF(BM299-BG299=0,\"\",\"CHECAR\")","v":""}]
[null,null,null,null,null,null,null,null,null,null,null,null,null,null,null,null,null,null,null,null,{"$f":"IF(U301=0,\"\",U301/(SUM($U301:$AG301)))","v":1},"","","","","","","","","","","","",{"$f":"SUM(U300:AG300)","v":1},null,null,null,null,null,{"$f":"IF(U300=0,\"\",U300)","v":1},"","","","","","","","","","","","",{"$f":"SUM(AN300:AZ300)","v":1}]
[108,{"$f":"A301","v":108},{"$f":"A301","v":108},111,null,null,null,{"$f":"C145","v":28444.109},null,{"$f":"J145","v":0},{"$f":"I145","v":0},28444.109,{"$f":"H145","v":0},{"$f":"K145","v":0},0,0,0,0,{"$f":"L301-Q301-R301","v":28444.109},{"$f":"IF(S301<0,0,S301)","v":28444.109},{"$f":"K301+H301","v":28444.109},null,null,null,null,null,null,null,null,null,null,null,{"$f":"J301","v":0},{"$f":"SUM(U301:AG301)","v":28444.109},{"$f":"+Q301","v":0},{"$f":"(AI307+R307+AJ307)*V306","v":56478.937573154719},{"$f":"(AI301+R301+AJ301)*U300","v":56478.937573154719},{"$f":"IF(AG301>0,(AI301+R301+AJ301)*AG300,\"\")","v":""},{"$f":"SUM(AI301:AK301)","v":112957.87514630944},{"$f":"IF(AN300=\"\",\"\",$AM301*AN300)","v":112957.87514630944},"","","","","","","","","","","","",{"$f":"SUM(AN301:AZ301)","v":112957.87514630944},{"$f":"+U301","v":28444.109},{"$f":"IF(D301=\"MAR\",IF((BB301-AJ301)<0,0,BB301-AJ301),IF(D301=\"C\",IF((BB301-AJ301)<0,0,BB301-AJ301),IF((BB301-AK301)<0,0,BB301-AK301)))","v":0},{"$f":"IF(AG301=0,\"\",IF(AG301-AL301<0,0,AG301-AL301))","v":""},{"$f":"IF(D301=\"MAR\",0,IF(D301=\"C\",0,AJ301))","v":56478.937573154719},{"$f":"IF(T301-BE301<0,0,T301-BE301)","v":0},{"$f":"IF(D301=\"MAR\",IF(AI301+R301+AJ301=0,\"Infinito\",(I301+U301+AG301)/(AI301+R301)),IF(D301=\"C\",IF(AI301+R301+AJ301=0,\"Infinito\",(I301+U301+AG301)/(AI301+R301)),IF(AI301+R301+AJ301=0,\"Infinito\",(I301+U301+AG301)/(AI301+R301+AJ301))))","v":0.50362330139722578},{"$f":"IF(BG301<1.4,\"1\", IF(BG301<3,\"2\", IF(BG301<9,\"3\", \"4\")))","v":"1"},{"$f":"IF(BG301<1.4,\"ROJO\", IF(BG301<3,\"AMARILLO\", IF(BG301<9,\"VERDE\", \"AZUL\")))","v":"ROJO"},{"$f":"IF(BG301<1.4,\"Déficit\", IF(BG301<3,\"Equilibrio\", IF(BG301<9,\"Disponibilidad\", \"Abundante\")))","v":"Déficit"},{"$f":"IF(I301+U301+AG301<=0,0,I301+U301+AG301)","v":28444.109},{"$f":"IF(D301=\"MAR\",AI301+R301,IF(D301=\"C\",AI301+R301,AI301+R301+AJ301))","v":56478.937573154719},{"$f":"BK301/BL301","v":0.50362330139722578},{"$f":"IF(BM301-BG301=0,\"\",\"CHECAR\")","v":""}]
[null,null,null,null,null,null,null,null,null,null,null,null,null,null,null,null,null,null,null,null,{"$f":"IF(U303=0,\"\",U303/(SUM($U303:$AG303)))","v":""},1,"","","","","","","","","","","",{"$f":"SUM(U302:AG302)","v":1},null,null,null,null,null,{"$f":"IF(U302=0,\"\",U302)","v":""},1,"","","","","","","","","","","",{"$f":"SUM(AN302:AZ302)","v":1}]
[109,{"$f":"A303","v":109},{"$f":"A303","v":109},114,null,null,null,{"$f":"C77","v":0},{"$f":"T299","v":1967.7809999999999},{"$f":"J77","v":0},{"$f":"I77","v":0},1967.7809999999999,{"$f":"H77","v":0},{"$f":"L77","v":0},0,0,0,0,{"$f":"L303-Q303-R303","v":1967.7809999999999},{"$f":"IF(S303<0,0,S303)","v":1967.7809999999999},{"$f":"K303+H303","v":0},{"$f":"T299","v":1967.7809999999999},null,null,null,null,null,null,null,null,null,null,{"$f":"J303","v":0},{"$f":"SUM(U303:AG303)","v":1967.7809999999999},{"$f":"+Q303","v":0},{"$f":"(AI313+R313+AJ313)*W312","v":3907.2477276978498},{"$f":"(AI303+R303+AJ303)*U302","v":{"$error":"#VALUE!"}},{"$f":"IF(AG303>0,(AI303+R303+AJ303)*AG302,\"\")","v":""},{"$f":"SUM(AI303:AK303)","v":{"$error":"#VALUE!"}},{"$f":"IF(AN302=\"\",\"\",$AM303*AN302)","v":""},{"$error":"#VALUE!"},"","","","","","","","","","","",{"$f":"SUM(AN303:AZ303)","v":{"$error":"#VALUE!"}},{"$f":"+U303","v":0},{"$f":"IF(D303=\"MAR\",IF((BB303-AJ303)<0,0,BB303-AJ303),IF(D303=\"C\",IF((BB303-AJ303)<0,0,BB303-AJ303),IF((BB303-AK303)<0,0,BB303-AK303)))","v":{"$error":"#VALUE!"}},{"$f":"IF(AG303=0,\"\",IF(AG303-AL303<0,0,AG303-AL303))","v":""},{"$f":"IF(D303=\"MAR\",0,IF(D303=\"C\",0,AJ303))","v":3907.2477276978498},{"$f":"IF(T303-BE303<0,0,T303-BE303)","v":0},{"$f":"IF(D303=\"MAR\",IF(AI303+R303+AJ303=0,\"Infinito\",(I303+U303+AG303)/(AI303+R303)),IF(D303=\"C\",IF(AI303+R303+AJ303=0,\"Infinito\",(I303+U303+AG303)/(AI303+R303)),IF(AI303+R303+AJ303=0,\"Infinito\",(I303+U303+AG303)/(AI303+R303+AJ303))))","v":0.50362330139722578},{"$f":"IF(BG303<1.4,\"1\", IF(BG303<3,\"2\", IF(BG303<9,\"3\", \"4\")))","v":"1"},{"$f":"IF(BG303<1.4,\"ROJO\", IF(BG303<3,\"AMARILLO\", IF(BG303<9,\"VERDE\", \"AZUL\")))","v":"ROJO"},{"$f":"IF(BG303<1.4,\"Déficit\", IF(BG303<3,\"Equilibrio\", IF(BG303<9,\"Disponibilidad\", \"Abundante\")))","v":"Déficit"},{"$f":"IF(I303+U303+AG303<=0,0,I303+U303+AG303)","v":1967.7809999999999},{"$f":"IF(D303=\"MAR\",AI303+R303,IF(D303=\"C\",AI303+R303,AI303+R303+AJ303))","v":3907.2477276978498},{"$f":"BK303/BL303","v":0.50362330139722578},{"$f":"IF(BM303-BG303=0,\"\",\"CHECAR\")","v":""}]
[null,null,null,null,null,null,null,null,null,null,null,null,null,null,null,null,null,null,null,null,{"$f":"IF(U305=0,\"\",U305/(SUM($U305:$AG305)))","v":1},"","","","","","","","","","","","",{"$f":"SUM(U304:AG304)","v":1},null,null,null,null,null,{"$f":"IF(U304=0,\"\",U304)","v":1},"","","","","","","","","","","","",1]
[110,{"$f":"A305","v":110},{"$f":"A305","v":110},114,null,null,null,{"$f":"C146","v":3219.328},null,{"$f":"J146","v":0},{"$f":"I146","v":0},3219.328,{"$f":"H146","v":0},{"$f":"K146","v":0},0,0,0,0,{"$f":"L305-Q305-R305","v":3219.328},{"$f":"IF(S305<0,0,S305)","v":3219.328},{"$f":"K305+H305","v":3219.328},null,null,null,null,null,null,null,null,null,null,null,{"$f":"J305","v":0},3219.328,{"$f":"+Q305","v":0},{"$f":"(AI313+R313+AJ313)*X312","v":6392.3332996477066},{"$f":"(AI305+R305+AJ305)*U304","v":6392.3332996477066},{"$f":"IF(AG305>0,(AI305+R305+AJ305)*AG304,\"\")","v":""},{"$f":"SUM(AI305:AK305)","v":12784.666599295413},{"$f":"IF(AN304=\"\",\"\",$AM305*AN304)","v":12784.666599295413},"","","","","","","","","","","","",12784.666599295413,{"$f":"+U305","v":3219.328},{"$f":"IF(D305=\"MAR\",IF((BB305-AJ305)<0,0,BB305-AJ305),IF(D305=\"C\",IF((BB305-AJ305)<0,0,BB305-AJ305),IF((BB305-AK305)<0,0,BB305-AK305)))","v":0},{"$f":"IF(AG305=0,\"\",IF(AG305-AL305<0,0,AG305-AL305))","v":""},{"$f":"IF(D305=\"MAR\",0,IF(D305=\"C\",0,AJ305))","v":6392.3332996477066},{"$f":"IF(T305-BE305<0,0,T305-BE305)","v":0},{"$f":"IF(D305=\"MAR\",IF(AI305+R305+AJ305=0,\"Infinito\",(I305+U305+AG305)/(AI305+R305)),IF(D305=\"C\",IF(AI305+R305+AJ305=0,\"Infinito\",(I305+U305+AG305)/(AI305+R305)),IF(AI305+R305+AJ305=0,\"Infinito\",(I305+U305+AG305)/(AI305+R305+AJ305))))","v":0.50362330139722578},{"$f":"IF(BG305<1.4,\"1\", IF(BG305<3,\"2\", IF(BG305<9,\"3\", \"4\")))","v":"1"},{"$f":"IF(BG305<1.4,\"ROJO\", IF(BG305<3,\"AMARILLO\", IF(BG305<9,\"VERDE\", \"AZUL\")))","v":"ROJO"},{"$f":"IF(BG305<1.4,\"Déficit\", IF(BG305<3,\"Equilibrio\", IF(BG305<9,\"Disponibilidad\", \"Abundante\")))","v":"Déficit"},{"$f":"IF(I305+U305+AG305<=0,0,I305+U305+AG305)","v":3219.328},{"$f":"IF(D305=\"MAR\",AI305+R305,IF(D305=\"C\",AI305+R305,AI305+R305+AJ305))","v":6392.3332996477066},{"$f":"BK305/BL305","v":0.50362330139722578},{"$f":"IF(BM305-BG305=0,\"\",\"CHECAR\")","v":""}]
[null,null,null,null,null,null,null,null,null,null,null,null,null,null,null,null,null,null,null,null,{"$f":"IF(U307=0,\"\",U307/(SUM($U307:$AG307)))","v":""},1,"","","","","","","","","","","",1,null,null,null,null,null,{"$f":"IF(U306=0,\"\",U306)","v":""},1,"","","","","","","","","","","",1]
[111,{"$f":"A307","v":111},{"$f":"A307","v":111},114,null,null,null,{"$f":"C78","v":0},{"$f":"T301","v":28444.109},{"$f":"J78","v":0},{"$f":"I78","v":0},28444.109,{"$f":"H78","v":0},{"$f":"L78","v":0},0,0,0,0,{"$f":"L307-Q307-R307","v":28444.109},{"$f":"IF(S307<0,0,S307)","v":28444.109},{"$f":"K307+H307","v":0},{"$f":"T301","v":28444.109},null,null,null,null,null,null,null,null,null,null,{"$f":"J307","v":0},28444.109,{"$f":"+Q307","v":0},{"$f":"(AI313+R313+AJ313)*Y312","v":56478.937573154719},{"$f":"(AI307+R307+AJ307)*U306","v":{"$error":"#VALUE!"}},{"$f":"IF(AG307>0,(AI307+R307+AJ307)*AG306,\"\")","v":""},{"$f":"SUM(AI307:AK307)","v":{"$error":"#VALUE!"}},{"$f":"IF(AN306=\"\",\"\",$AM307*AN306)","v":""},{"$error":"#VALUE!"},"","","","","","","","","","","",{"$error":"#VALUE!"},{"$f":"+U307","v":0},{"$f":"IF(D307=\"MAR\",IF((BB307-AJ307)<0,0,BB307-AJ307),IF(D307=\"C\",IF((BB307-AJ307)<0,0,BB307-AJ307),IF((BB307-AK307)<0,0,BB307-AK307)))","v":{"$error":"#VALUE!"}},{"$f":"IF(AG307=0,\"\",IF(AG307-AL307<0,0,AG307-AL307))","v":""},{"$f":"IF(D307=\"MAR\",0,IF(D307=\"C\",0,AJ307))","v":56478.937573154719},{"$f":"IF(T307-BE307<0,0,T307-BE307)","v":0},{"$f":"IF(D307=\"MAR\",IF(AI307+R307+AJ307=0,\"Infinito\",(I307+U307+AG307)/(AI307+R307)),IF(D307=\"C\",IF(AI307+R307+AJ307=0,\"Infinito\",(I307+U307+AG307)/(AI307+R307)),IF(AI307+R307+AJ307=0,\"Infinito\",(I307+U307+AG307)/(AI307+R307+AJ307))))","v":0.50362330139722578},{"$f":"IF(BG307<1.4,\"1\", IF(BG307<3,\"2\", IF(BG307<9,\"3\", \"4\")))","v":"1"},{"$f":"IF(BG307<1.4,\"ROJO\", IF(BG307<3,\"AMARILLO\", IF(BG307<9,\"VERDE\", \"AZUL\")))","v":"ROJO"},{"$f":"IF(BG307<1.4,\"Déficit\", IF(BG307<3,\"Equilibrio\", IF(BG307<9,\"Disponibilidad\", \"Abundante\")))","v":"Déficit"},{"$f":"IF(I307+U307+AG307<=0,0,I307+U307+AG307)","v":28444.109},{"$f":"IF(D307=\"MAR\",AI307+R307,IF(D307=\"C\",AI307+R307,AI307+R307+AJ307))","v":56478.937573154719},{"$f":"BK307/BL307","v":0.50362330139722578},{"$f":"IF(BM307-BG307=0,\"\",\"CHECAR\")","v":""}]
[null,null,null,null,null,null,null,null,null,null,null,null,null,null,null,null,null,null,null,null,{"$f":"IF(U309=0,\"\",U309/(SUM($U309:$AG309)))","v":""},"","","","","","","","","","","","",0,null,null,null,null,null,{"$f":"IF(U308=0,\"\",U308)","v":""},"","","","","","","","","","","","",0]
[112,{"$f":"A309","v":112},{"$f":"A309","v":112},114,null,null,null,{"$f":"C79","v":0},null,{"$f":"J79","v":0},{"$f":"I79","v":0},0,{"$f":"H79","v":0},{"$f":"L79","v":0},0,0,0,0,{"$f":"L309-Q309-R309","v":0},{"$f":"IF(S309<0,0,S309)","v":0},{"$f":"K309+H309","v":0},null,null,null,null,null,null,null,null,null,null,null,{"$f":"J309","v":0},0,{"$f":"+Q309","v":0},{"$f":"(AI313+R313+AJ313)*Z312","v":{"$error":"#VALUE!"}},{"$f":"(AI309+R309+AJ309)*U308","v":{"$error":"#VALUE!"}},{"$f":"IF(AG309>0,(AI309+R309+AJ309)*AG308,\"\")","v":""},{"$f":"SUM(AI309:AK309)","v":{"$error":"#VALUE!"}},{"$f":"IF(AN308=\"\",\"\",$AM309*AN308)","v":""},"","","","","","","","","","","","",0,{"$f":"+U309","v":0},{"$f":"IF(D309=\"MAR\",IF((BB309-AJ309)<0,0,BB309-AJ309),IF(D309=\"C\",IF((BB309-AJ309)<0,0,BB309-AJ309),IF((BB309-AK309)<0,0,BB309-AK309)))","v":{"$error":"#VALUE!"}},{"$f":"IF(AG309=0,\"\",IF(AG309-AL309<0,0,AG309-AL309))","v":""},{"$f":"IF(D309=\"MAR\",0,IF(D309=\"C\",0,AJ309))","v":{"$error":"#VALUE!"}},{"$f":"IF(T309-BE309<0,0,T309-BE309)","v":{"$error":"#VALUE!"}},{"$f":"IF(D309=\"MAR\",IF(AI309+R309+AJ309=0,\"Infinito\",(I309+U309+AG309)/(AI309+R309)),IF(D309=\"C\",IF(AI309+R309+AJ309=0,\"Infinito\",(I309+U309+AG309)/(AI309+R309)),IF(AI309+R309+AJ309=0,\"Infinito\",(I309+U309+AG309)/(AI309+R309+AJ309))))","v":{"$error":"#VALUE!"}},{"$f":"IF(BG309<1.4,\"1\", IF(BG309<3,\"2\", IF(BG309<9,\"3\", \"4\")))","v":{"$error":"#VALUE!"}},{"$f":"IF(BG309<1.4,\"ROJO\", IF(BG309<3,\"AMARILLO\", IF(BG309<9,\"VERDE\", \"AZUL\")))","v":{"$error":"#VALUE!"}},{"$f":"IF(BG309<1.4,\"Déficit\", IF(BG309<3,\"Equilibrio\", IF(BG309<9,\"Disponibilidad\", \"Abundante\")))","v":{"$error":"#VALUE!"}},{"$f":"IF(I309+U309+AG309<=0,0,I309+U309+AG309)","v":0},{"$f":"IF(D309=\"MAR\",AI309+R309,IF(D309=\"C\",AI309+R309,AI309+R309+AJ309))","v":{"$error":"#VALUE!"}},{"$f":"BK309/BL309","v":{"$error":"#VALUE!"}},{"$f":"IF(BM309-BG309=0,\"\",\"CHECAR\")","v":{"$error":"#VALUE!"}}]
[null,null,null,null,null,null,null,null,null,null,null,null,null,null,null,null,null,null,null,null,{"$f":"IF(U311=0,\"\",U311/(SUM($U311:$AG311)))","v":""},"","","","","","","","","","","","",0,null,null,null,null,null,{"$f":"IF(U310=0,\"\",U310)","v":""},"","","","","","","","","","","","",0]
[113,{"$f":"A311","v":113},{"$f":"A311","v":113},114,null,null,null,{"$f":"C80","v":0},null,{"$f":"J80","v":0},{"$f":"I80","v":0},0,{"$f":"H80","v":0},{"$f":"L80","v":0},0,0,0,0,{"$f":"L311-Q311-R311","v":0},{"$f":"IF(S311<0,0,S311)","v":0},{"$f":"K311+H311","v":0},null,null,null,null,null,null,null,null,null,null,null,{"$f":"J311","v":0},0,{"$f":"+Q311","v":0},{"$f":"(AI313+R313+AJ313)*AA312","v":{"$error":"#VALUE!"}},{"$f":"(AI311+R311+AJ311)*U310","v":{"$error":"#VALUE!"}},{"$f":"IF(AG311>0,(AI311+R311+AJ311)*AG310,\"\")","v":""},{"$f":"SUM(AI311:AK311)","v":{"$error":"#VALUE!"}},{"$f":"IF(AN310=\"\",\"\",$AM311*AN310)","v":""},"","","","","","","","","","","","",0,{"$f":"+U311","v":0},{"$f":"IF(D311=\"MAR\",IF((BB311-AJ311)<0,0,BB311-AJ311),IF(D311=\"C\",IF((BB311-AJ311)<0,0,BB311-AJ311),IF((BB311-AK311)<0,0,BB311-AK311)))","v":{"$error":"#VALUE!"}},{"$f":"IF(AG311=0,\"\",IF(AG311-AL311<0,0,AG311-AL311))","v":""},{"$f":"IF(D311=\"MAR\",0,IF(D311=\"C\",0,AJ311))","v":{"$error":"#VALUE!"}},{"$f":"IF(T311-BE311<0,0,T311-BE311)","v":{"$error":"#VALUE!"}},{"$f":"IF(D311=\"MAR\",IF(AI311+R311+AJ311=0,\"Infinito\",(I311+U311+AG311)/(AI311+R311)),IF(D311=\"C\",IF(AI311+R311+AJ311=0,\"Infinito\",(I311+U311+AG311)/(AI311+R311)),IF(AI311+R311+AJ311=0,\"Infinito\",(I311+U311+AG311)/(AI311+R311+AJ311))))","v":{"$error":"#VALUE!"}},{"$f":"IF(BG311<1.4,\"1\", IF(BG311<3,\"2\", IF(BG311<9,\"3\", \"4\")))","v":{"$error":"#VALUE!"}},{"$f":"IF(BG311<1.4,\"ROJO\", IF(BG311<3,\"AMARILLO\", IF(BG311<9,\"VERDE\", \"AZUL\")))","v":{"$error":"#VALUE!"}},{"$f":"IF(BG311<1.4,\"Déficit\", IF(BG311<3,\"Equilibrio\", IF(BG311<9,\"Disponibilidad\", \"Abundante\")))","v":{"$error":"#VALUE!"}},{"$f":"IF(I311+U311+AG311<=0,0,I311+U311+AG311)","v":0},{"$f":"IF(D311=\"MAR\",AI311+R311,IF(D311=\"C\",AI311+R311,AI311+R311+AJ311))","v":{"$error":"#VALUE!"}},{"$f":"BK311/BL311","v":{"$error":"#VALUE!"}},{"$f":"IF(BM311-BG311=0,\"\",\"CHECAR\")","v":{"$error":"#VALUE!"}}]
[null,null,null,"115, 116",null,null,null,null,null,null,null,null,null,null,null,null,null,null,null,null,{"$f":"IF(U313=0,\"\",U313/(SUM($U313:$AG313)))","v":""},0.1641537593202925,4.8905821708002235E-2,8.0010875797448713E-2,0.7069295431742566,"","","","","","","","",1,null,null,null,null,null,{"$f":"IF(U312=0,\"\",U312)","v":""},0.1641537593202925,4.8905821708002235E-2,8.0010875797448713E-2,0.7069295431742566,"","","","","","","","",1]
[114,{"$f":"A313","v":114},{"$f":"A313","v":114},"y 117",null,null,null,{"$f":"C81","v":0},{"$f":"T297+T303+T305+T307+T309+T311","v":40236.129999999997},{"$f":"J81","v":0},{"$f":"I81","v":0},40236.129999999997,{"$f":"H81","v":0},{"$f":"L81","v":0},0,0,0,0,{"$f":"L313-Q313-R313","v":40236.129999999997},{"$f":"IF(S313<0,0,S313)","v":40236.129999999997},{"$f":"K313+H313","v":0},{"$f":"T297","v":6604.9120000000003},{"$f":"T303","v":1967.7809999999999},{"$f":"T305","v":3219.328},{"$f":"T307","v":28444.109},{"$f":"T309","v":0},{"$f":"T311","v":0},null,null,null,null,null,{"$f":"J313","v":0},40236.129999999997,{"$f":"+Q313","v":0},{"$f":"(AI319+R319+AJ319)*V318+(AI317+R317+AJ317)*V316+(AI315+R315+AJ315)*AC314","v":79893.304953069106},{"$f":"(AI313+R313+AJ313)*U312","v":{"$error":"#VALUE!"}},{"$f":"IF(AG313>0,(AI313+R313+AJ313)*AG312,\"\")","v":""},{"$f":"SUM(AI313:AK313)","v":{"$error":"#VALUE!"}},{"$f":"IF(AN312=\"\",\"\",$AM313*AN312)","v":""},{"$error":"#VALUE!"},{"$error":"#VALUE!"},{"$error":"#VALUE!"},{"$error":"#VALUE!"},"","","","","","","","",{"$error":"#VALUE!"},{"$f":"+U313","v":0},{"$f":"IF(D313=\"MAR\",IF((BB313-AJ313)<0,0,BB313-AJ313),IF(D313=\"C\",IF((BB313-AJ313)<0,0,BB313-AJ313),IF((BB313-AK313)<0,0,BB313-AK313)))","v":{"$error":"#VALUE!"}},{"$f":"IF(AG313=0,\"\",IF(AG313-AL313<0,0,AG313-AL313))","v":""},{"$f":"IF(D313=\"MAR\",0,IF(D313=\"C\",0,AJ313))","v":79893.304953069106},{"$f":"IF(T313-BE313<0,0,T313-BE313)","v":0},{"$f":"IF(D313=\"MAR\",IF(AI313+R313+AJ313=0,\"Infinito\",(I313+U313+AG313)/(AI313+R313)),IF(D313=\"C\",IF(AI313+R313+AJ313=0,\"Infinito\",(I313+U313+AG313)/(AI313+R313)),IF(AI313+R313+AJ313=0,\"Infinito\",(I313+U313+AG313)/(AI313+R313+AJ313))))","v":0.50362330139722578},{"$f":"IF(BG313<1.4,\"1\", IF(BG313<3,\"2\", IF(BG313<9,\"3\", \"4\")))","v":"1"},{"$f":"IF(BG313<1.4,\"ROJO\", IF(BG313<3,\"AMARILLO\", IF(BG313<9,\"VERDE\", \"AZUL\")))","v":"ROJO"},{"$f":"IF(BG313<1.4,\"Déficit\", IF(BG313<3,\"Equilibrio\", IF(BG313<9,\"Disponibilidad\", \"Abundante\")))","v":"Déficit"},{"$f":"IF(I313+U313+AG313<=0,0,I313+U313+AG313)","v":40236.129999999997},{"$f":"IF(D313=\"MAR\",AI313+R313,IF(D313=\"C\",AI313+R313,AI313+R313+AJ313))","v":79893.304953069106},{"$f":"BK313/BL313","v":0.50362330139722578},{"$f":"IF(BM313-BG313=0,\"\",\"CHECAR\")","v":""}]
[null,null,null,null,null,null,null,null,null,null,null,null,null,null,null,null,null,null,null,null,{"$f":"IF(U315=0,\"\",U315/(SUM($U315:$AG315)))","v":""},0.15838222947022915,"","","","","","",0.84161777052977083,"","","","",1,null,null,null,null,null,{"$f":"IF(U314=0,\"\",U314)","v":""},0.15838222947022915,"","","","","","",0.84161777052977083,"","","","",1]
[115,{"$f":"A315","v":115},{"$f":"A315","v":115},"MAR",null,null,null,{"$f":"C82","v":0},{"$f":"T223+T249+T251+T253+T255+T257+T259+T313/3","v":15936.026784333333},{"$f":"J82","v":0},{"$f":"I82","v":0},15936.026784333333,{"$f":"H82","v":0},{"$f":"L82","v":0},0,{"$f":"SUM(M315:O315)","v":0},{"$f":"+P315","v":0},0,{"$f":"L315-Q315-R315","v":15936.026784333333},{"$f":"IF(S315<0,0,S315)","v":15936.026784333333},{"$f":"K315+H315","v":0},{"$f":"T223","v":2523.9834510000001},{"$f":"T249","v":0},{"$f":"T251","v":0},{"$f":"T253","v":0},{"$f":"T255","v":0},{"$f":"T257","v":0},{"$f":"T259","v":0},{"$f":"T313/3","v":13412.043333333333},null,null,null,{"$f":"J315","v":0},15936.026784333333,{"$f":"+Q315","v":0},45498.76,{"$f":"(AI315+R315)*U314","v":{"$error":"#VALUE!"}},{"$f":"IF(AG315>0,(AI315+R315+AK315)*AG314,\"\")","v":""},{"$f":"SUM(AI315:AK315)","v":{"$error":"#VALUE!"}},{"$f":"IF(AN314=\"\",\"\",$AM315*AN314)","v":""},{"$error":"#VALUE!"},"","","","","","",{"$error":"#VALUE!"},"","","","",{"$error":"#VALUE!"},{"$f":"+U315","v":0},{"$f":"IF(D315=\"MAR\",IF((BB315-AK315)<0,0,BB315-AK315),IF(D315=\"C\",IF((BB315-AK315)<0,0,BB315-AK315),IF((BB315-#REF!)<0,0,BB315-#REF!)))","v":{"$error":"#VALUE!"}},{"$f":"IF(AG315=0,\"\",IF(AG315-AL315<0,0,AG315-AL315))","v":""},{"$f":"AJ315","v":45498.76},{"$f":"IF(T315-BE315<0,0,T315-BE315)","v":0},{"$f":"IF(D315=\"MAR\",IF(AI315+R315+AK315=0,\"Infinito\",(I315+U315+AG315)/(AI315+R315)),IF(D315=\"C\",IF(AI315+R315+AK315=0,\"Infinito\",(I315+U315+AG315)/(AI315+R315)),IF(AI315+R315+AK315=0,\"Infinito\",(I315+U315+AG315)/(AI315+R315+AK315))))","v":{"$error":"#VALUE!"}},{"$f":"IF(BG315<1.4,\"1\", IF(BG315<3,\"2\", IF(BG315<9,\"3\", \"4\")))","v":{"$error":"#VALUE!"}},{"$f":"IF(BG315<1.4,\"ROJO\", IF(BG315<3,\"AMARILLO\", IF(BG315<9,\"VERDE\", \"AZUL\")))","v":{"$error":"#VALUE!"}},{"$f":"IF(BG315<1.4,\"Déficit\", IF(BG315<3,\"Equilibrio\", IF(BG315<9,\"Disponibilidad\", \"Abundante\")))","v":{"$error":"#VALUE!"}},{"$f":"IF(I315+U315+AG315<=0,0,I315+U315+AG315)","v":15936.026784333333},{"$f":"IF(D315=\"MAR\",AI315+R315,IF(D315=\"C\",AI315+R315,AI315+R315+AJ315))","v":0},{"$f":"BK315/BL315","v":{"$error":"#DIV/0!"}},{"$f":"IF(BM315-BG315=0,\"\",\"CHECAR\")","v":{"$error":"#DIV/0!"}}]
[null,null,null,null,null,null,null,null,null,null,null,null,null,null,null,null,null,null,null,null,{"$f":"IF(U317=0,\"\",U317/(SUM($U317:$AG317)))","v":""},1,"","","","","","","","","","","",1,null,null,null,null,null,{"$f":"IF(U316=0,\"\",U316)","v":""},1,"","","","","","","","","","","",1]
[116,{"$f":"A317","v":116},{"$f":"A317","v":116},118,null,null,null,{"$f":"C83","v":0},{"$f":"T313/3","v":13412.043333333333},{"$f":"J83","v":0},{"$f":"I83","v":0},13412.043333333333,{"$f":"H83","v":0},{"$f":"L83","v":0},0,0,0,0,{"$f":"L317-Q317-R317","v":13412.043333333333},{"$f":"IF(S317<0,0,S317)","v":13412.043333333333},{"$f":"K317+H317","v":0},{"$f":"T313/3","v":13412.043333333333},null,null,null,null,null,null,null,null,null,null,{"$f":"J317","v":0},13412.043333333333,{"$f":"+Q317","v":0},{"$f":"(AI321+R321+AJ321)*V320","v":21001.03},{"$f":"(AI317+R317+AJ317)*U316","v":{"$error":"#VALUE!"}},{"$f":"IF(AG317>0,(AI317+R317+AJ317)*AG316,\"\")","v":""},{"$f":"SUM(AI317:AK317)","v":{"$error":"#VALUE!"}},{"$f":"IF(AN316=\"\",\"\",$AM317*AN316)","v":""},{"$error":"#VALUE!"},"","","","","","","","","","","",{"$error":"#VALUE!"},{"$f":"+U317","v":0},{"$f":"IF(D317=\"MAR\",IF((BB317-AJ317)<0,0,BB317-AJ317),IF(D317=\"C\",IF((BB317-AJ317)<0,0,BB317-AJ317),IF((BB317-AK317)<0,0,BB317-AK317)))","v":{"$error":"#VALUE!"}},{"$f":"IF(AG317=0,\"\",IF(AG317-AL317<0,0,AG317-AL317))","v":""},{"$f":"IF(D317=\"MAR\",0,IF(D317=\"C\",0,AJ317))","v":21001.03},{"$f":"IF(T317-BE317<0,0,T317-BE317)","v":0},{"$f":"IF(D317=\"MAR\",IF(AI317+R317+AJ317=0,\"Infinito\",(I317+U317+AG317)/(AI317+R317)),IF(D317=\"C\",IF(AI317+R317+AJ317=0,\"Infinito\",(I317+U317+AG317)/(AI317+R317)),IF(AI317+R317+AJ317=0,\"Infinito\",(I317+U317+AG317)/(AI317+R317+AJ317))))","v":0.63863740651450585},{"$f":"IF(BG317<1.4,\"1\", IF(BG317<3,\"2\", IF(BG317<9,\"3\", \"4\")))","v":"1"},{"$f":"IF(BG317<1.4,\"ROJO\", IF(BG317<3,\"AMARILLO\", IF(BG317<9,\"VERDE\", \"AZUL\")))","v":"ROJO"},{"$f":"IF(BG317<1.4,\"Déficit\", IF(BG317<3,\"Equilibrio\", IF(BG317<9,\"Disponibilidad\", \"Abundante\")))","v":"Déficit"},{"$f":"IF(I317+U317+AG317<=0,0,I317+U317+AG317)","v":13412.043333333333},{"$f":"IF(D317=\"MAR\",AI317+R317,IF(D317=\"C\",AI317+R317,AI317+R317+AJ317))","v":21001.03},{"$f":"BK317/BL317","v":0.63863740651450585},{"$f":"IF(BM317-BG317=0,\"\",\"CHECAR\")","v":""}]
[null,null,null,null,null,null,null,null,null,null,null,null,null,null,null,null,null,null,null,null,{"$f":"IF(U319=0,\"\",U319/(SUM($U319:$AG319)))","v":""},1,"","","","","","","","","","","",1,null,null,null,null,null,{"$f":"IF(U318=0,\"\",U318)","v":""},1,"","","","","","","","","","","",1]
[117,{"$f":"A319","v":117},{"$f":"A319","v":117},"MAR",null,null,null,{"$f":"C84","v":0},{"$f":"T313/3","v":13412.043333333333},{"$f":"J84","v":0},{"$f":"I84","v":0},13412.043333333333,{"$f":"H84","v":0},{"$f":"L84","v":0},0,0,0,0,{"$f":"L319-Q319-R319","v":13412.043333333333},{"$f":"IF(S319<0,0,S319)","v":13412.043333333333},{"$f":"K319+H319","v":0},{"$f":"T313/3","v":13412.043333333333},null,null,null,null,null,null,null,null,null,null,{"$f":"J319","v":0},13412.043333333333,{"$f":"+Q319","v":0},20599.71,{"$f":"(AI319+R319)*U318","v":{"$error":"#VALUE!"}},{"$f":"IF(AG319>0,(AI319+R319+AJ319)*AG318,\"\")","v":""},{"$f":"SUM(AI319:AK319)","v":{"$error":"#VALUE!"}},{"$f":"IF(AN318=\"\",\"\",$AM319*AN318)","v":""},{"$error":"#VALUE!"},"","","","","","","","","","","",{"$error":"#VALUE!"},{"$f":"+U319","v":0},{"$f":"IF(D319=\"MAR\",IF((BB319-AJ319)<0,0,BB319-AJ319),IF(D319=\"C\",IF((BB319-AJ319)<0,0,BB319-AJ319),IF((BB319-AK319)<0,0,BB319-AK319)))","v":0},{"$f":"IF(AG319=0,\"\",IF(AG319-AL319<0,0,AG319-AL319))","v":""},{"$f":"AJ319","v":20599.71},{"$f":"IF(T319-BE319<0,0,T319-BE319)","v":0},{"$f":"IF(D319=\"MAR\",IF(AI319+R319+AJ319=0,\"Infinito\",(I319+U319+AG319)/(AI319+R319)),IF(D319=\"C\",IF(AI319+R319+AJ319=0,\"Infinito\",(I319+U319+AG319)/(AI319+R319)),IF(AI319+R319+AJ319=0,\"Infinito\",(I319+U319+AG319)/(AI319+R319+AJ319))))","v":{"$error":"#DIV/0!"}},{"$f":"IF(BG319<1.4,\"1\", IF(BG319<3,\"2\", IF(BG319<9,\"3\", \"4\")))","v":{"$error":"#DIV/0!"}},{"$f":"IF(BG319<1.4,\"ROJO\", IF(BG319<3,\"AMARILLO\", IF(BG319<9,\"VERDE\", \"AZUL\")))","v":{"$error":"#DIV/0!"}},{"$f":"IF(BG319<1.4,\"Déficit\", IF(BG319<3,\"Equilibrio\", IF(BG319<9,\"Disponibilidad\", \"Abundante\")))","v":{"$error":"#DIV/0!"}},{"$f":"IF(I319+U319+AG319<=0,0,I319+U319+AG319)","v":13412.043333333333},{"$f":"IF(D319=\"MAR\",AI319+R319,IF(D319=\"C\",AI319+R319,AI319+R319+AJ319))","v":0},{"$f":"BK319/BL319","v":{"$error":"#DIV/0!"}},{"$f":"IF(BM319-BG319=0,\"\",\"CHECAR\")","v":{"$error":"#DIV/0!"}}]
[null,null,null,null,null,null,null,null,null,null,null,null,null,null,null,null,null,null,null,null,{"$f":"IF(U321=0,\"\",U321/(SUM($U321:$AG321)))","v":""},1,"","","","","","","","","","","",1,null,null,null,null,null,null,{"$f":"IF(V320=0,\"\",V320)","v":1},"","","","","","","","","","",""]
[118,{"$f":"A321","v":118},{"$f":"A321","v":118},"MAR",null,null,null,{"$f":"C85","v":0},{"$f":"T317","v":13412.043333333333},{"$f":"J85","v":0},{"$f":"I85","v":0},13412.043333333333,{"$f":"H85","v":0},{"$f":"L85","v":0},0,0,0,0,{"$f":"L321-Q321-R321","v":13412.043333333333},{"$f":"IF(S321<0,0,S321)","v":13412.043333333333},{"$f":"K321+H321","v":0},{"$f":"T317","v":13412.043333333333},null,null,null,null,null,null,null,null,null,null,{"$f":"J321","v":0},13412.043333333333,{"$f":"+Q321","v":0},21001.03,{"$f":"(AI321+R321)*U320","v":{"$error":"#VALUE!"}},{"$f":"IF(AG321>0,(AI321+R321+AJ321)*AG320,\"\")","v":""},{"$f":"SUM(AI321:AK321)","v":{"$error":"#VALUE!"}},{"$f":"IF(AN320=\"\",\"\",$AM321*AN320)","v":""},{"$error":"#VALUE!"},"","","","","","","","","","","",{"$f":"SUM(AN321:AZ321)","v":{"$error":"#VALUE!"}},{"$f":"+U321","v":0},{"$f":"IF(D321=\"MAR\",IF((BB321-AJ321)<0,0,BB321-AJ321),IF(D321=\"C\",IF((BB321-AJ321)<0,0,BB321-AJ321),IF((BB321-AK321)<0,0,BB321-AK321)))","v":0},{"$f":"IF(AG321=0,\"\",IF(AG321-AL321<0,0,AG321-AL321))","v":""},{"$f":"AJ321","v":21001.03},{"$f":"IF(T321-BE321<0,0,T321-BE321)","v":0},{"$f":"IF(D321=\"MAR\",IF(AI321+R321+AJ321=0,\"Infinito\",(I321+U321+AG321)/(AI321+R321)),IF(D321=\"C\",IF(AI321+R321+AJ321=0,\"Infinito\",(I321+U321+AG321)/(AI321+R321)),IF(AI321+R321+AJ321=0,\"Infinito\",(I321+U321+AG321)/(AI321+R321+AJ321))))","v":{"$error":"#DIV/0!"}},{"$f":"IF(BG321<1.4,\"1\", IF(BG321<3,\"2\", IF(BG321<9,\"3\", \"4\")))","v":{"$error":"#DIV/0!"}},{"$f":"IF(BG321<1.4,\"ROJO\", IF(BG321<3,\"AMARILLO\", IF(BG321<9,\"VERDE\", \"AZUL\")))","v":{"$error":"#DIV/0!"}},{"$f":"IF(BG321<1.4,\"Déficit\", IF(BG321<3,\"Equilibrio\", IF(BG321<9,\"Disponibilidad\", \"Abundante\")))","v":{"$error":"#DIV/0!"}},{"$f":"IF(I321+U321+AG321<=0,0,I321+U321+AG321)","v":13412.043333333333},{"$f":"IF(D321=\"MAR\",AI321+R321,IF(D321=\"C\",AI321+R321,AI321+R321+AJ321))","v":0},{"$f":"BK321/BL321","v":{"$error":"#DIV/0!"}},{"$f":"IF(BM321-BG321=0,\"\",\"CHECAR\")","v":{"$error":"#DIV/0!"}}]
[null,null,null,null,null,null,null,null,null,null,null,null,null,null,null,null,null,null,null,null,{"$f":"IF(U323=0,\"\",U323/(SUM($U323:$AG323)))","v":""},"","","","","","","","","","","","",0,null,null,null,null,null,{"$f":"IF(U322=0,\"\",U322)","v":""},"","","","","","","","","","","","",{"$f":"SUM(AN322:AZ322)","v":0}]
[124,{"$f":"A323","v":124},{"$f":"A323","v":124},"MAR",null,null,null,{"$f":"C86","v":0},null,{"$f":"J86","v":0},{"$f":"I86","v":0},0,{"$f":"H86","v":0},{"$f":"L86","v":0},0,0,0,0,{"$f":"L323-Q323-R323","v":0},{"$f":"IF(S323<0,0,S323)","v":0},{"$f":"K323+H323","v":0},null,null,null,null,null,null,null,null,null,null,null,{"$f":"J323","v":0},0,{"$f":"+Q323","v":0},1508.26,{"$f":"(AI323+R323)","v":0},{"$f":"IF(AG323>0,(AI323+R323+AJ323)*AG322,\"\")","v":""},{"$f":"SUM(AI323:AK323)","v":1508.26},{"$f":"IF(AN322=\"\",\"\",$AM323*AN322)","v":""},"","","","","","","","","","","","",0,{"$f":"+U323","v":0},{"$f":"IF(D323=\"MAR\",IF((BB323-AJ323)<0,0,BB323-AJ323),IF(D323=\"C\",IF((BB323-AJ323)<0,0,BB323-AJ323),IF((BB323-AK323)<0,0,BB323-AK323)))","v":0},{"$f":"IF(AG323=0,\"\",IF(AG323-AL323<0,0,AG323-AL323))","v":""},{"$f":"AJ323","v":1508.26},{"$f":"IF(T323-BE323<0,0,T323-BE323)","v":0},{"$f":"IF(D323=\"MAR\",IF(AI323+R323+AJ323=0,\"Infinito\",(I323+U323+AG323)/(AI323+R323)),IF(D323=\"C\",IF(AI323+R323+AJ323=0,\"Infinito\",(I323+U323+AG323)/(AI323+R323)),IF(AI323+R323+AJ323=0,\"Infinito\",(I323+U323+AG323)/(AI323+R323+AJ323))))","v":{"$error":"#DIV/0!"}},{"$f":"IF(BG323<1.4,\"1\", IF(BG323<3,\"2\", IF(BG323<9,\"3\", \"4\")))","v":{"$error":"#DIV/0!"}},{"$f":"IF(BG323<1.4,\"ROJO\", IF(BG323<3,\"AMARILLO\", IF(BG323<9,\"VERDE\", \"AZUL\")))","v":{"$error":"#DIV/0!"}},{"$f":"IF(BG323<1.4,\"Déficit\", IF(BG323<3,\"Equilibrio\", IF(BG323<9,\"Disponibilidad\", \"Abundante\")))","v":{"$error":"#DIV/0!"}},{"$f":"IF(I323+U323+AG323<=0,0,I323+U323+AG323)","v":0},{"$f":"IF(D323=\"MAR\",AI323+R323,IF(D323=\"C\",AI323+R323,AI323+R323+AJ323))","v":0},{"$f":"BK323/BL323","v":{"$error":"#DIV/0!"}},{"$f":"IF(BM323-BG323=0,\"\",\"CHECAR\")","v":{"$error":"#DIV/0!"}}]
[null,null,null,null,null,null,null,null,null,null,null,null,null,null,null,null,null,null,null,null,{"$f":"IF(U325=0,\"\",U325/(SUM($U325:$AG325)))","v":""},"","","","","","","","","","","","",0,null,null,null,null,null,{"$f":"IF(U324=0,\"\",U324)","v":""},"","","","","","","","","","","","",0]
[125,{"$f":"A325","v":125},{"$f":"A325","v":125},"MAR",null,null,null,{"$f":"C87","v":0},null,{"$f":"J87","v":0},{"$f":"I87","v":0},0,{"$f":"H87","v":0},{"$f":"L87","v":0},0,0,0,0,{"$f":"L325-Q325-R325","v":0},{"$f":"IF(S325<0,0,S325)","v":0},{"$f":"K325+H325","v":0},null,null,null,null,null,null,null,null,null,null,null,{"$f":"J325","v":0},0,{"$f":"+Q325","v":0},603.44100000000003,{"$f":"(AI325+R325)","v":0},{"$f":"IF(AG325>0,(AI325+R325+AJ325)*AG324,\"\")","v":""},{"$f":"SUM(AI325:AK325)","v":603.44100000000003},{"$f":"IF(AN324=\"\",\"\",$AM325*AN324)","v":""},"","","","","","","","","","","","",0,{"$f":"+U325","v":0},{"$f":"IF(D325=\"MAR\",IF((BB325-AJ325)<0,0,BB325-AJ325),IF(D325=\"C\",IF((BB325-AJ325)<0,0,BB325-AJ325),IF((BB325-AK325)<0,0,BB325-AK325)))","v":0},{"$f":"IF(AG325=0,\"\",IF(AG325-AL325<0,0,AG325-AL325))","v":""},{"$f":"AJ325","v":603.44100000000003},{"$f":"IF(T325-BE325<0,0,T325-BE325)","v":0},{"$f":"IF(D325=\"MAR\",IF(AI325+R325+AJ325=0,\"Infinito\",(I325+U325+AG325)/(AI325+R325)),IF(D325=\"C\",IF(AI325+R325+AJ325=0,\"Infinito\",(I325+U325+AG325)/(AI325+R325)),IF(AI325+R325+AJ325=0,\"Infinito\",(I325+U325+AG325)/(AI325+R325+AJ325))))","v":{"$error":"#DIV/0!"}},{"$f":"IF(BG325<1.4,\"1\", IF(BG325<3,\"2\", IF(BG325<9,\"3\", \"4\")))","v":{"$error":"#DIV/0!"}},{"$f":"IF(BG325<1.4,\"ROJO\", IF(BG325<3,\"AMARILLO\", IF(BG325<9,\"VERDE\", \"AZUL\")))","v":{"$error":"#DIV/0!"}},{"$f":"IF(BG325<1.4,\"Déficit\", IF(BG325<3,\"Equilibrio\", IF(BG325<9,\"Disponibilidad\", \"Abundante\")))","v":{"$error":"#DIV/0!"}},{"$f":"IF(I325+U325+AG325<=0,0,I325+U325+AG325)","v":0},{"$f":"IF(D325=\"MAR\",AI325+R325,IF(D325=\"C\",AI325+R325,AI325+R325+AJ325))","v":0},{"$f":"BK325/BL325","v":{"$error":"#DIV/0!"}},{"$f":"IF(BM325-BG325=0,\"\",\"CHECAR\")","v":{"$error":"#DIV/0!"}}]
[null,null,null,null,null,null,null,null,null,null,null,null,null,null,null,null,null,null,null,null,{"$f":"IF(U327=0,\"\",U327/(SUM($U327:$AG327)))","v":{"$error":"#VALUE!"}},"","","","","","","","","","","","",{"$error":"#VALUE!"},null,null,null,null,null,{"$f":"IF(U326=0,\"\",U326)","v":{"$error":"#VALUE!"}},"","","","","","","","","","","","",{"$error":"#VALUE!"}]
[126,{"$f":"A327","v":126},{"$f":"A327","v":126},"MAR",null,null,null,{"$f":"C88","v":"A"},null,{"$f":"J88","v":0},{"$f":"I88","v":0},0,{"$f":"H88","v":602.01300000000003},{"$f":"L88","v":602.01300000000003},0,1204.0260000000001,1204.0260000000001,0,{"$f":"L327-Q327-R327","v":-1204.0260000000001},{"$f":"IF(S327<0,0,S327)","v":0},{"$f":"K327+H327","v":{"$error":"#VALUE!"}},null,null,null,null,null,null,null,null,null,null,null,{"$f":"J327","v":0},{"$error":"#VALUE!"},{"$f":"+Q327","v":1204.0260000000001},1523.9,{"$f":"(AI327+R327)","v":1204.0260000000001},{"$f":"IF(AG327>0,(AI327+R327+AJ327)*AG326,\"\")","v":""},{"$f":"SUM(AI327:AK327)","v":3931.9520000000002},{"$f":"IF(AN326=\"\",\"\",$AM327*AN326)","v":{"$error":"#VALUE!"}},"","","","","","","","","","","","",{"$error":"#VALUE!"},{"$f":"+U327","v":{"$error":"#VALUE!"}},{"$f":"IF(D327=\"MAR\",IF((BB327-AJ327)<0,0,BB327-AJ327),IF(D327=\"C\",IF((BB327-AJ327)<0,0,BB327-AJ327),IF((BB327-AK327)<0,0,BB327-AK327)))","v":{"$error":"#VALUE!"}},{"$f":"IF(AG327=0,\"\",IF(AG327-AL327<0,0,AG327-AL327))","v":""},{"$f":"AJ327","v":1523.9},{"$f":"IF(T327-BE327<0,0,T327-BE327)","v":0},{"$f":"IF(D327=\"MAR\",IF(AI327+R327+AJ327=0,\"Infinito\",(I327+U327+AG327)/(AI327+R327)),IF(D327=\"C\",IF(AI327+R327+AJ327=0,\"Infinito\",(I327+U327+AG327)/(AI327+R327)),IF(AI327+R327+AJ327=0,\"Infinito\",(I327+U327+AG327)/(AI327+R327+AJ327))))","v":{"$error":"#VALUE!"}},{"$f":"IF(BG327<1.4,\"1\", IF(BG327<3,\"2\", IF(BG327<9,\"3\", \"4\")))","v":{"$error":"#VALUE!"}},{"$f":"IF(BG327<1.4,\"ROJO\", IF(BG327<3,\"AMARILLO\", IF(BG327<9,\"VERDE\", \"AZUL\")))","v":{"$error":"#VALUE!"}},{"$f":"IF(BG327<1.4,\"Déficit\", IF(BG327<3,\"Equilibrio\", IF(BG327<9,\"Disponibilidad\", \"Abundante\")))","v":{"$error":"#VALUE!"}},{"$f":"IF(I327+U327+AG327<=0,0,I327+U327+AG327)","v":{"$error":"#VALUE!"}},{"$f":"IF(D327=\"MAR\",AI327+R327,IF(D327=\"C\",AI327+R327,AI327+R327+AJ327))","v":1204.0260000000001},{"$f":"BK327/BL327","v":{"$error":"#VALUE!"}},{"$f":"IF(BM327-BG327=0,\"\",\"CHECAR\")","v":{"$error":"#VALUE!"}}]
[null,null,null,null,null,null,null,null,null,null,null,null,null,null,null,null,null,null,null,null,{"$f":"IF(U329=0,\"\",U329/(SUM($U329:$AG329)))","v":""},"","","","","","","","","","","","",0,null,null,null,null,null,{"$f":"IF(U328=0,\"\",U328)","v":""},"","","","","","","","","","","","",0]
[127,{"$f":"A329","v":127},{"$f":"A329","v":127},"MAR",null,null,null,{"$f":"C89","v":0},null,{"$f":"J89","v":0},{"$f":"I89","v":0},0,{"$f":"H89","v":0},{"$f":"L89","v":0},0,0,0,0,{"$f":"L329-Q329-R329","v":0},{"$f":"IF(S329<0,0,S329)","v":0},{"$f":"K329+H329","v":0},null,null,null,null,null,null,null,null,null,null,null,{"$f":"J329","v":0},0,{"$f":"+Q329","v":0},1109.51,{"$f":"(AI329+R329)","v":0},{"$f":"IF(AG329>0,(AI329+R329+AJ329)*AG328,\"\")","v":""},{"$f":"SUM(AI329:AK329)","v":1109.51},{"$f":"IF(AN328=\"\",\"\",$AM329*AN328)","v":""},"","","","","","","","","","","","",0,{"$f":"+U329","v":0},{"$f":"IF(D329=\"MAR\",IF((BB329-AJ329)<0,0,BB329-AJ329),IF(D329=\"C\",IF((BB329-AJ329)<0,0,BB329-AJ329),IF((BB329-AK329)<0,0,BB329-AK329)))","v":0},{"$f":"IF(AG329=0,\"\",IF(AG329-AL329<0,0,AG329-AL329))","v":""},{"$f":"AJ329","v":1109.51},{"$f":"IF(T329-BE329<0,0,T329-BE329)","v":0},{"$f":"IF(D329=\"MAR\",IF(AI329+R329+AJ329=0,\"Infinito\",(I329+U329+AG329)/(AI329+R329)),IF(D329=\"C\",IF(AI329+R329+AJ329=0,\"Infinito\",(I329+U329+AG329)/(AI329+R329)),IF(AI329+R329+AJ329=0,\"Infinito\",(I329+U329+AG329)/(AI329+R329+AJ329))))","v":{"$error":"#DIV/0!"}},{"$f":"IF(BG329<1.4,\"1\", IF(BG329<3,\"2\", IF(BG329<9,\"3\", \"4\")))","v":{"$error":"#DIV/0!"}},{"$f":"IF(BG329<1.4,\"ROJO\", IF(BG329<3,\"AMARILLO\", IF(BG329<9,\"VERDE\", \"AZUL\")))","v":{"$error":"#DIV/0!"}},{"$f":"IF(BG329<1.4,\"Déficit\", IF(BG329<3,\"Equilibrio\", IF(BG329<9,\"Disponibilidad\", \"Abundante\")))","v":{"$error":"#DIV/0!"}},{"$f":"IF(I329+U329+AG329<=0,0,I329+U329+AG329)","v":0},{"$f":"IF(D329=\"MAR\",AI329+R329,IF(D329=\"C\",AI329+R329,AI329+R329+AJ329))","v":0},{"$f":"BK329/BL329","v":{"$error":"#DIV/0!"}},{"$f":"IF(BM329-BG329=0,\"\",\"CHECAR\")","v":{"$error":"#DIV/0!"}}]
[]
[null,null,null,null,null,null,null,null,null,null,null,null,null,null,null,null,null,null,null,null,null,null,null,null,null,null,null,null,null,null,null,null,null,null,null,null,null,null,null,null,null,null,null,null,null,null,null,null,null,null,null,null,null,"Cuenca o RH","SDxx   ",null,"Ab   "]
[null,null,null,null,null,null,null,null,null,null,null,null,null,null,null,null,null,null,null,null,null,null,null,null,null,null,null,null,null,null,null,null,null,null,null,null,null,"Comprobación  ",null,null,null,null,null,null,null,null,null,null,null,null,null,null,null,"RH 30",{"$f":"SUM(BC153:BD269)+SUM(BC275:BD329)","v":{"$error":"#VALUE!"}},"Mm3",{"$f":"T227+T229+T315+T319+T321+SUM(T322:T329)","v":45284.096902000005},"Mm3"]
["No LINEA","CUENCA O REGION","CONEXION",null,null,null,null,"OFERTA  POTENCIAL",null,null,null,null,"DEMANDA CONSUNTIVA",null,null,null,null,null,null,null,"OFERTA REAL",null,null,null,null,null,null,null,null,null,null,null,null,null,"EXTRACC Y VOLS RESERV PARA A ABAJO",null,null,null,null,null,null,null,null,null,null,null,null,null,null,null,null,null,null,"POR CUENCA PROPIA",null,null,"A LA SAL. DEL C PRINCIPAL",null,"DISPONIBILIDAD RELATIVA",null,null,null,"OFERTA - DEMANDA"]
[null,"HIDROLOGICA","DE ","HACIA",null,null,null,"Cp","Cp A Arriba","Im","R","TOTAL","Uc","Ev","Ex","TOTAL","TOTAL ACUM.","Dv","Ab","Ab","Cp","Ar1","Ar2","Ar3","Ar4","Ar5","Ar6","Ar7","Ar8","Ar9","Ar10","Ar11","Im","TOTAL","Uc","Re1","Re2","RImp","TOTAL","para Cp","para Ar1","para Ar2","para Ar3","para Ar4","para Ar5","para Ar6","para Ar7","para Ar8","para Ar9","para Ar10","para Ar11","para Im","TOTAL","RESERVADO","DISPONIBLE","DImp","RESERVADO","DISPONIBLE","INDICE","CLAVE","COLOR",null,"OFERTA","DEMANDA","Indice"]
["Cuenca Río Matape"]
[null,null,null,null,null,null,null,null,null,null,null,null,null,null,null,null,null,null,null,null,{"$f":"IF(U337=0,\"\",U337/(SUM($U337:$AG337)))","v":{"$error":"#VALUE!"}},"","","","","","","","","","","","",{"$f":"SUM(U336:AG336)","v":{"$error":"#VALUE!"}},null,null,null,null,null,{"$f":"IF(U336=0,\"\",U336)","v":{"$error":"#VALUE!"}},{"$f":"IF(V336=0,\"\",V336)","v":""},{"$f":"IF(W336=0,\"\",W336)","v":""},{"$f":"IF(X336=0,\"\",X336)","v":""},{"$f":"IF(Y336=0,\"\",Y336)","v":""},"","","","","","",{"$f":"IF(AF336=0,\"\",AF336)","v":""},{"$f":"IF(AG336=0,\"\",AG336)","v":""},{"$f":"SUM(AN336:AZ336)","v":{"$error":"#VALUE!"}}]
["A",{"$f":"A337","v":"A"},{"$f":"A337","v":"A"},"B",null,null,null,{"$f":"C90","v":"B"},260.58999999999997,{"$f":"J90","v":0},{"$f":"I90","v":599.92408899999998},{"$f":"SUM(H337:K337)","v":860.51408900000001},{"$f":"H90","v":116.197},{"$f":"L90","v":716.12108899999998},0.45300000000000001,{"$f":"SUM(M337:O337)","v":832.77108899999996},{"$f":"+P337","v":832.77108899999996},0,{"$f":"L337-Q337-R337","v":27.743000000000052},{"$f":"IF(S337<0,0,S337)","v":27.743000000000052},{"$f":"K337+H337","v":{"$error":"#VALUE!"}},null,null,null,null,null,null,null,null,null,null,null,{"$f":"J337","v":0},{"$f":"SUM(U337:AG337)","v":{"$error":"#VALUE!"}},{"$f":"+Q337","v":832.77108899999996},{"$f":"(AI339+R339)*V338","v":42.19},{"$f":"AI337+R337+AJ337","v":874.9610889999999},{"$f":"IF(AG337>0,(AI337+R337+AJ337)*AG336,\"\")","v":""},{"$f":"SUM(AI337:AK337)","v":1749.9221779999998},{"$f":"IF(AN336=\"\",\"\",$AM337*AN336)","v":{"$error":"#VALUE!"}},"","","","","","","","","","","","",{"$f":"SUM(AN337:AZ337)","v":{"$error":"#VALUE!"}},{"$f":"+U337","v":{"$error":"#VALUE!"}},{"$f":"IF(D337=\"MAR\",IF((BB337-AJ337)<0,0,BB337-AJ337),IF(D337=\"Cerrada\",IF((BB337-AJ337)<0,0,BB337-AJ337),IF((BB337-AK337)<0,0,BB337-AK337)))","v":{"$error":"#VALUE!"}},{"$f":"IF(AG337=0,\"\",IF(AG337-AL337<0,0,AG337-AL337))","v":""},{"$f":"IF(D337=\"MAR\",0,IF(D337=\"Cerrada\",0,AJ337))","v":42.19},{"$f":"IF(T337-BE337<0,0,T337-BE337)","v":0},{"$f":"IF(D337=\"MAR\",IF(AI337+R337+AJ337=0,\"Infinito\",(I337+U337+AG337)/(AI337+R337)),IF(D337=\"Cerrada\",IF(AI337+R337+AJ337=0,\"Infinito\",(I337+U337+AG337)/(AI337+R337)),IF(AI337+R337+AJ337=0,\"Infinito\",(I337+U337+AG337)/(AI337+R337+AJ337))))","v":{"$error":"#VALUE!"}},{"$f":"IF(BG337<1.4,\"1\", IF(BG337<3,\"2\", IF(BG337<9,\"3\", \"4\")))","v":{"$error":"#VALUE!"}},{"$f":"IF(BG337<1.4,\"ROJO\", IF(BG337<3,\"AMARILLO\", IF(BG337<9,\"VERDE\", \"AZUL\")))","v":{"$error":"#VALUE!"}},{"$f":"IF(BG337<1.4,\"Déficit\", IF(BG337<3,\"Equilibrio\", IF(BG337<9,\"Disponibilidad\", \"Abundante\")))","v":{"$error":"#VALUE!"}},{"$f":"I337+U337+AG337","v":{"$error":"#VALUE!"}},{"$f":"IF(D337=\"MAR\",AI337+R337,IF(D337=\"Cerrada\",AI337+R337,AI337+R337+AJ337))","v":874.9610889999999},{"$f":"BK337/BL337","v":{"$error":"#VALUE!"}},{"$f":"IF(BM337-BG337=0,\"\",\"CHECAR\")","v":{"$error":"#VALUE!"}}]
[null,null,null,null,null,null,null,null,null,null,null,null,null,null,null,null,null,null,null,null,{"$f":"IF(U339=0,\"\",U339/(SUM($U339:$AG339)))","v":""},1,"","","","","","","","","","","",{"$f":"SUM(U338:AG338)","v":1},null,null,null,null,null,{"$f":"IF(U338=0,\"\",U338)","v":""},1,"","","","","","","","","","","",{"$f":"SUM(AN338:AZ338)","v":1}]
["B",{"$f":"A339","v":"B"},{"$f":"A339","v":"B"},"MAR",null,null,null,{"$f":"C91","v":0},{"$f":"T337","v":27.743000000000052},{"$f":"J91","v":0},{"$f":"I91","v":0},{"$f":"SUM(H339:K339)","v":27.743000000000052},{"$f":"H91","v":0},{"$f":"L91","v":0},42.19,{"$f":"SUM(M339:O339)","v":42.19},{"$f":"+P339","v":42.19},0,{"$f":"L339-Q339-R339","v":-14.446999999999946},{"$f":"IF(S339<0,0,S339)","v":0},{"$f":"K339+H339","v":0},{"$f":"T337","v":27.743000000000052},null,null,null,null,null,null,null,null,null,null,{"$f":"J339","v":0},{"$f":"SUM(U339:AG339)","v":27.743000000000052},{"$f":"+Q339","v":42.19},{"$f":"(AI339+R339)*U338","v":{"$error":"#VALUE!"}},null,{"$f":"IF(AG339>0,(AI339+R339)*AG338,\"\")","v":""},{"$f":"SUM(AI339:AK339)","v":{"$error":"#VALUE!"}},{"$f":"IF(AN338=\"\",\"\",$AM339*AN338)","v":""},{"$error":"#VALUE!"},"","","","","","","","","","","",{"$f":"SUM(AN339:AZ339)","v":{"$error":"#VALUE!"}},{"$f":"+U339","v":0},{"$f":"IF(D339=\"MAR\",IF((BB339-AJ339)<0,0,BB339-AJ339),IF(D339=\"Cerrada\",IF((BB339-AJ339)<0,0,BB339-AJ339),IF((BB339-AK339)<0,0,BB339-AK339)))","v":{"$error":"#VALUE!"}},{"$f":"IF(AG339=0,\"\",IF(AG339-AL339<0,0,AG339-AL339))","v":""},{"$f":"IF(D339=\"MAR\",0,IF(D339=\"Cerrada\",0,AJ339))","v":0},{"$f":"IF(T339-BE339<0,0,T339-BE339)","v":0},{"$f":"IF(D339=\"MAR\",IF(AI339+R339+AJ339=0,\"Infinito\",(I339+U339+AG339)/(AI339+R339)),IF(D339=\"Cerrada\",IF(AI339+R339+AJ339=0,\"Infinito\",(I339+U339+AG339)/(AI339+R339)),IF(AI339+R339+AJ339=0,\"Infinito\",(I339+U339+AG339)/(AI339+R339+AJ339))))","v":{"$error":"#VALUE!"}},{"$f":"IF(BG339<1.4,\"1\", IF(BG339<3,\"2\", IF(BG339<9,\"3\", \"4\")))","v":{"$error":"#VALUE!"}},{"$f":"IF(BG339<1.4,\"ROJO\", IF(BG339<3,\"AMARILLO\", IF(BG339<9,\"VERDE\", \"AZUL\")))","v":{"$error":"#VALUE!"}},{"$f":"IF(BG339<1.4,\"Déficit\", IF(BG339<3,\"Equilibrio\", IF(BG339<9,\"Disponibilidad\", \"Abundante\")))","v":{"$error":"#VALUE!"}},{"$f":"IF(I339+U339+AG339<=0,0,I339+U339+AG339)","v":27.743000000000052},{"$f":"IF(D339=\"MAR\",AI339+R339,IF(D339=\"Cerrada\",AI339+R339,AI339+R339+AJ339))","v":42.19},{"$f":"BK339/BL339","v":0.65757288456980456},{"$f":"IF(BM339-BG339=0,\"\",\"CHECAR\")","v":{"$error":"#VALUE!"}}]
[]
[null,null,null,null,null,null,null,null,null,null,null,null,null,null,null,null,null,null,null,null,null,null,null,null,null,null,null,null,null,null,null,null,null,null,null,null,null,"Comprobación  ",null,null,null,null,null,null,null,null,null,null,null,null,null,null,null,"SDxx   ",null,null,"Ab   "]
[null,null,null,null,null,null,null,null,null,null,null,null,null,null,null,null,null,null,null,null,null,null,null,null,null,null,null,null,null,null,null,null,null,null,null,null,null,null,null,null,null,null,null,null,null,null,null,null,null,null,null,null,null,{"$f":"SUM(BC337:BD339)","v":{"$error":"#VALUE!"}},"Mm3",null,{"$f":"T339","v":0},"Mm3"]

{"sheet":"RH-32","index":31,"n_rows":27,"n_cols":19,"rows_kept":27,"cut":false,"hidden":false,"merged":[[1,1,1,14],[2,1,2,14],[4,1,4,14],[5,0,5,16]]}
[]
[null,"GERENCIA DE AGUAS SUPERFICIALES E INGENIERÍA DE RÍOS"]
[null,"REGION HIDROLOGICA No 32"]
[null,null,null,null,null,null,null,null,"YUCATAN NORTE"]
[]
[]
[]
["Cuenca","Nombre","Cp","Ar","Uc (a)","Uc (b)","Uc (c)","Uc","R","Im","Ex","Ev ","Δv","Ab","Rxy","Ab - Rxy","D",null,"ECUACIONES"]
[1,"Yucatán ",0.25900000000000001,0,1.45568E-2,0,0,{"$f":"E9+F9+G9","v":1.45568E-2},0,0,0,0,0,{"$f":"C9+D9+I9+J9-H9-K9-L9-M9","v":0.2444432},0,{"$f":"N9-O9","v":0.2444432},{"$f":"P9","v":0.2444432}]
[2,"Río Verde",22.079000000000001,0,0,0,0,{"$f":"E10+F10+G10","v":0},0,0,0,0,0,{"$f":"C10+D10+I10+J10-H10-K10-L10-M10","v":22.079000000000001},0,{"$f":"N10-O10","v":22.079000000000001},{"$f":"P10","v":22.079000000000001},null,"Ab = Cp + Ar + R + Im - (Uc(a) +Uc(b) +Uc(c) + Ev + Ex + Av)"]
[null,"TOTAL",{"$f":"SUM(C9:C10)","v":22.338000000000001},null,{"$f":"SUM(E9:E10)","v":1.45568E-2},0,0,1.45568E-2,0,0,0,0,0,null,null,null,{"$f":"Q9+Q10","v":22.3234432},null,"D = Ab - Rxy"]
["Valores  en millones de metros cúbicos"]
[null,null,null,null,null,null,null,null,null,null,null,null,null,null,null,null,null,null,"SIMBOLOGIA"]
[]
[null,null,null,null,null,null,null,null,null,null,null,null,null,null,null,null,null,null,"Cp.- Volumen medio anual de escurrimiento natural "]
[null,null,null,null,null,null,null,null,null,null,null,null,null,null,null,null,null,null,"Ar.- Volumen medio anual de escurrimiento desde la cuenca aguas arriba"]
[null,null,null,null,null,null,null,null,null,null,null,null,null,null,null,null,null,null,"Uc (a).- Volumen anual de extracción de agua superficial mediante títulos inscritos actualmente en el REPDA"]
[null,null,null,null,null,null,null,null,null,null,null,null,null,null,null,null,null,null,"Uc (b).- Volumen anual de extracción de agua superficial de títulos en proceso de inscripción en el REPDA"]
[null,null,null,null,null,null,null,null,null,null,null,null,null,null,null,null,null,null,"Uc (c).- Volumen anual correspondiente a las reservas y las zonas reglamentadas"]
[null,null,null,null,null,null,null,null,null,null,null,null,null,null,null,null,null,null,"R.- Volumen anual de retornos"]
[null,null,null,null,null,null,null,null,null,null,null,null,null,null,null,null,null,null,"Im.- Volumen anual de importaciones"]
[null,null,null,null,null,null,null,null,null,null,null,null,null,null,null,null,null,null,"Ex.- Volumen anual de exportaciones"]
[null,null,null,null,null,null,null,null,null,null,null,null,null,null,null,null,null,null,"Ev.- Volumen medio anual de evaporación en embalses"]
[null,null,null,null,null,null,null,null,null,null,null,null,null,null,null,null,null,null,"Av.- Volumen medio anual de variación de almacenamiento en embalses"]
[null,null,null,null,null,null,null,null,null,null,null,null,null,null,null,null,null,null,"Ab.- Volumen medio anual de escurrimiento de la cuenca hacia aguas abajo "]
[null,null,null,null,null,null,null,null,null,null,null,null,null,null,null,null,null,null,"Rxy.- Volumen anual actual comprometido aguas abajo y volumenes decretados para reservas medio ambiente"]
[null,null,null,null,null,null,null,null,null,null,null,null,null,null,null,null,null,null,"D.- Disponibilidad media anual de agua superficial en la cuenca hidrológica "]

{"sheet":"RH-33","index":32,"n_rows":26,"n_cols":19,"rows_kept":26,"cut":false,"hidden":false,"merged":[[1,1,1,14],[2,1,2,14],[3,1,3,14],[4,0,4,16]]}
[]
[null,"GERENCIA DE AGUAS SUPERFICIALES E INGENIERÍA DE RÍOS"]
[null,"REGION HIDROLOGICA No 33"]
[null,"YUCATAN ESTE"]
[]
[]
["Cuenca","Nombre ","Cp","Ar","Uc (a)","Uc (b)","Uc (c)","Uc","R","Im","Ex","Ev ","Δv","Ab","Rxy","Ab - Rxy","D",null,"ECUACIONES"]
[1,"Río Escondido",612.00699999999995,0,0.46912399999999993,0,0,{"$f":"E8+F8+G8","v":0.46912399999999993},0,0,0,0,0,{"$f":"C8+D8+I8+J8-H8-L8-M8-K8","v":611.53787599999998},0,{"$f":"N8-O8","v":611.53787599999998},{"$f":"P8","v":611.53787599999998}]
[2,"Agua Dulce",96.497,0,7.5000000000000002E-4,0,0,7.5000000000000002E-4,0,0,0,0,0,96.496250000000003,0,96.496250000000003,96.496250000000003,null,"Ab = Cp + Ar + R + Im - (Uc(a) +Uc(b) +Uc(c) + Ev + Ex + Av)"]
[3,"Arroyo Azul:",282.74599999999998,0,9.9439999999999997E-3,0,0,9.9439999999999997E-3,0,0,0,0,0,282.73605599999996,0,282.73605599999996,282.73605599999996,null,"D = Ab - Rxy"]
[4,"Laguna Bacalar",76.203000000000003,0,0.42245725000000001,0,0,0.42245725000000001,0,0,0,0,0,75.780542750000009,0,75.780542750000009,75.780542750000009]
[5,"Chinchancanab",35.119999999999997,0,0.1322555,0,0,0.1322555,0,0,0,0,0,34.987744499999998,0,34.987744499999998,34.987744499999998,null,"SIMBOLOGIA"]
[6,"Chunyaxche",21.559000000000001,0,0,0,0,0,0,0,0,0,0,21.559000000000001,0,21.559000000000001,21.559000000000001]
[null,"TOTAL",{"$f":"SUM(C8:C13)","v":1124.1319999999998},null,{"$f":"SUM(E8:E13)","v":1.0345307500000001},{"$f":"SUM(F8:F13)","v":0},0,1.0345307500000001,0,0,0,0,0,null,null,null,{"$f":"SUM(Q8:Q13)","v":1123.0974692499999},null,"Cp.- Volumen medio anual de escurrimiento natural "]
["Valores  en millones de metros cúbicos",null,null,null,null,null,null,null,null,null,null,null,null,null,null,null,null,null,"Ar.- Volumen medio anual de escurrimiento desde la cuenca aguas arriba"]
[null,null,null,null,null,null,null,null,null,null,null,null,null,null,null,null,null,null,"Uc (a).- Volumen anual de extracción de agua superficial mediante títulos inscritos actualmente en el REPDA"]
[null,null,null,null,null,null,null,null,null,null,null,null,null,null,null,null,null,null,"Uc (b).- Volumen anual de extracción de agua superficial de títulos en proceso de inscripción en el REPDA"]
[null,null,null,null,null,null,null,null,null,null,null,null,null,null,null,null,null,null,"Uc (c).- Volumen anual correspondiente a las reservas y las zonas reglamentadas"]
[null,null,null,null,null,null,null,null,null,null,null,null,null,null,null,null,null,null,"R.- Volumen anual de retornos"]
[null,null,null,null,null,null,null,null,null,null,null,null,null,null,null,null,null,null,"Im.- Volumen anual de importaciones"]
[null,null,null,null,null,null,null,null,null,null,null,null,null,null,null,null,null,null,"Ex.- Volumen anual de exportaciones"]
[null,null,null,null,null,null,null,null,null,null,null,null,null,null,null,null,null,null,"Ev.- Volumen medio anual de evaporación en embalses"]
[null,null,null,null,null,null,null,null,null,null,null,null,null,null,null,null,null,null,"Av.- Volumen medio anual de variación de almacenamiento en embalses"]
[null,null,null,null,null,null,null,null,null,null,null,null,null,null,null,null,null,null,"Ab.- Volumen medio anual de escurrimiento de la cuenca hacia aguas abajo "]
[null,null,null,null,null,null,null,null,null,null,null,null,null,null,null,null,null,null,"Rxy.- Volumen anual actual comprometido aguas abajo y volumenes decretados para reservas medio ambiente"]
[null,null,null,null,null,null,null,null,null,null,null,null,null,null,null,null,null,null,"D.- Disponibilidad media anual de agua superficial en la cuenca hidrológica "]

{"sheet":"RH-34","index":33,"n_rows":107,"n_cols":66,"rows_kept":107,"cut":false,"hidden":false,"merged":[[1,1,1,14],[2,1,2,14],[3,1,3,14],[4,0,4,16]]}
[]
[null,"GERENCIA DE AGUAS SUPERFICIALES E INGENIERÍA DE RÍOS"]
[null,"REGION HIDROLOGICA No 34 "]
[null,"CUENCAS CERRADAS DEL NORTE"]
[]
[]
["Cuenca","Nombre","Cp","Ar","Uc (a)","Uc (b)","Uc (c)","Uc","R","Im","Ex","Ev ","Δv","Ab","Rxy","Ab - Rxy","D",null,"ECUACIONES"]
[1,"Río Casas Grandes 1",87.620361239054191,0,44.850661499999994,2.0503999999999998,0,{"$f":"E8+F8+G8","v":46.901061499999997},4.5916290749999993,0,0,0,0,{"$f":"C8+D8+I8+J8-H8-L8-M8-K8","v":45.310928814054193},{"$f":"$AJ$80","v":18.788246592070617},{"$f":"N8-O8","v":26.522682221983576},{"$f":"P8","v":26.522682221983576}]
[2,"Río Casas Grandes 2",151.5912621573213,{"$f":"N8","v":45.310928814054193},81.117154999999983,0.52864250000000002,0,{"$f":"E9+F9+G9","v":81.645797499999986},0,0,0,0,0,{"$f":"C9+D9+I9+J9-H9-L9-M9-K9","v":115.2563934713755},{"$f":"$BE$82","v":0},{"$f":"N9-O9","v":115.2563934713755},{"$f":"P9","v":115.2563934713755},null,"Ab = Cp + Ar + R + Im - (Uc(a) +Uc(b) +Uc(c) + Ev + Ex + Av)"]
[3,"Hacienda San Francisco-Juguete-Madero-Palomas",68.683903498774214,0,8.4775000000000007E-3,0,0,{"$f":"E10+F10+G10","v":8.4775000000000007E-3},0,0,0,0,0,{"$f":"C10+D10+I10+J10-H10-L10-M10-K10","v":68.675425998774216},0,68.675425998774216,68.675425998774216,null,"D = Ab - Rxy"]
[4,"Laguna de Babicora",54.750266516452868,0,0.28193800000000002,0,0,0.28193800000000002,0,0,0,0,0,54.468328516452871,0,54.468328516452871,54.468328516452871]
[5,"Río Santa María 1",72.944996180486925,0,78.357085999999981,0.38100000000000001,0,78.738085999999981,7.8404159,0,0,10.292,-0.20200000000000001,{"$f":"C12+D12+I12+J12-H12-L12-M12-K12","v":-8.0426739195130601},{"$f":"$BE$91","v":0},{"$f":"N12-O12","v":-8.0426739195130601},{"$f":"P12","v":-8.0426739195130601},null,"SIMBOLOGIA"]
[6,"Río Santa María 2",71.885614723769905,{"$f":"IF(N12>0,N12,\"0.000\")","v":"0.000"},16.924815500000001,0,0,16.924815500000001,0,0,0,0,0,54.960799223769904,{"$f":"BE93","v":0},54.960799223769904,54.960799223769904]
[7,"Laguna El Sabinal",25.458923417070089,0,19.97369475,0,0,19.97369475,0,0,0,0,0,{"$f":"C14+D14+I14+J14-H14-L14-M14-K14","v":5.4852286670700892},0,5.4852286670700892,5.4852286670700892,null,"Cp.- Volumen medio anual de escurrimiento natural "]
[8,"Desierto de Samalayuca",129.17633921864652,0,4.9274999999999996E-3,0,0,4.9274999999999996E-3,0,0,0,0,0,{"$f":"C15+D15+I15+J15-H15-L15-M15-K15","v":129.17141171864651},0,129.17141171864651,129.17141171864651,null,"Ar.- Volumen medio anual de escurrimiento desde la cuenca aguas arriba"]
[9,"Laguna La Vieja",34.679696483835926,0,0.33483299999999999,0,0,0.33483299999999999,0,0,0,0,0,34.344863483835923,0,34.344863483835923,34.344863483835923,null,"Uc (a).- Volumen anual de extracción de agua superficial mediante títulos inscritos actualmente en el REPDA"]
[10,"Río del Carmen 1",77.896038249672301,0,61.903212500000002,2.9862000000000002,0,64.889412500000006,6.48128175,0,0,6.157,0.72,12.610907499672289,{"$f":"$BE$102","v":2.9075449270150357E-3},12.607999954745274,12.607999954745274,null,"Uc (b).- Volumen anual de extracción de agua superficial de títulos en proceso de inscripción en el REPDA"]
[11,"Río del Carmen 2",104.30980808757408,{"$f":"N17","v":12.610907499672289},2.6957000000000002E-2,0,0,2.6957000000000002E-2,0,0,0,0,0,116.89375858724638,{"$f":"$BE$104","v":0},116.89375858724638,116.89375858724638,null,"Uc (c).- Volumen anual correspondiente a las reservas y las zonas reglamentadas"]
[12,"Rancho El Cuarenta",16.330592848977453,0,0,0,0,0,0,0,0,0,0,16.330592848977453,0,16.330592848977453,16.330592848977453,null,"R.- Volumen anual de retornos"]
[13,"Arroyo Roma",29.625949093072204,0,0,0,0,0,0,0,0,0,0,29.625949093072204,0,29.625949093072204,29.625949093072204,null,"Im.- Volumen anual de importaciones"]
[14,"Félix U Gómez",32.405582802753372,0,0,0,0,0,0,0,0,0,0,32.405582802753372,0,32.405582802753372,32.405582802753372,null,"Ex.- Volumen anual de exportaciones"]
[15,"Arroyo El Carrizo",41.386358707190183,0,0.28199999999999997,0,0,0.28199999999999997,0,0,0,0,0,41.104358707190187,0,41.104358707190187,41.104358707190187,null,"Ev.- Volumen medio anual de evaporación en embalses"]
[16,"Arroyo El Burro",56.012806203719968,0,0,0,0,0,0,0,0,0,0,56.012806203719968,0,56.012806203719968,56.012806203719968,null,"Av.- Volumen medio anual de variación de almacenamiento en embalses"]
[17,"Laguna de Tarabillas",26.99142738401261,0,1.18625E-3,0,0,1.18625E-3,0,0,0,0,0,26.99024113401261,0,26.99024113401261,26.99024113401261,null,"Ab.- Volumen medio anual de escurrimiento de la cuenca hacia aguas abajo "]
[18,"Laguna El Cuervo",95.944351564263556,0,0.5715849999999999,1.1923429999999999,0,1.7639279999999999,0,0,0,0,0,94.180423564263549,0,94.180423564263549,94.180423564263549,null,"Rxy.- Volumen anual actual comprometido aguas abajo y volumenes decretados para reservas medio ambiente"]
[19,"Laguna de Encinillas",51.996407185514094,0,0.25282749999999998,0,0,0.25282749999999998,0,0,0,0,0,51.743579685514092,0,51.743579685514092,51.743579685514092,null,"D.- Disponibilidad media anual de agua superficial en la cuenca hidrológica "]
[20,"Rancho Hormigas-El Diablo",4.7757083243278569,0,0,0,0,0,0,0,0,0,0,4.7757083243278569,0,4.7757083243278569,4.7757083243278569]
[21,"Laguna de Bustillos",77.718658765835684,0,45.790638230000006,10.859988,0,56.650626230000007,5.6228094230000014,0,0,0,0,26.690841958835684,0,26.690841958835684,26.690841958835684]
[22,"Laguna Los Mexicanos",26.241821505345001,0,2.32376,0.27200000000000002,0,2.5957600000000003,0.22367800000000002,0,0,0,0,23.869739505345002,0,23.869739505345002,23.869739505345002]
[null,"TOTAL",{"$f":"SUM(C8:C29)","v":1338.4268741576702},null,{"$f":"SUM(E8:E29)","v":353.00575522999998},18.270573499999998,0,371.27632872999993,24.759814148000004,0,0,16.448999999999998,0.51800000000000002,null,null,null,{"$f":"Q9+Q10+Q11+Q13+Q14+Q15+Q16+Q18+Q19+Q20+Q21+Q22+Q23+Q24+Q25+Q26+Q27+Q28+Q29","v":982.98603349518339}]
["Valores  en millones de metros cúbicos"]
[]
[]
[null,null,null,null,null,null,null,null,null,null,null,null,null,null," "]
[]
[]
[]
[]
[]
[]
[]
[]
[]
[]
[]
[]
[]
[]
[]
[]
[]
[]
[]
[]
[]
[]
[]
[]
[]
[]
[]
[]
[]
[]
[]
[]
[]
[]
[]
[]
[]
[]
["(MILLONES DE m3 ANUALES)"]
["CALCULO DEL ESCURRIMIENTO AGUAS ABAJO (Ab), DE LOS VOLUMENES RESERVADOS (Rxx) Y DE LA DISPONIBILIDAD Y CLASIFICACION (Dxx)"]
[]
["No LINEA","CUENCA O REGION","CONEXION",null,null,null,null,"OFERTA  POTENCIAL",null,null,null,null,"DEMANDA CONSUNTIVA",null,null,null,null,null,null,null,"OFERTA REAL",null,null,null,null,null,null,null,null,null,null,null,null,null,"EXTRACC Y VOLS RESERV PARA A ABAJO",null,null,null,null,null,null,null,null,null,null,null,null,null,null,null,null,null,null,"POR CUENCA PROPIA",null,null,"A LA SAL. DEL C PRINCIPAL",null,"DISPONIBILIDAD RELATIVA",null,null,null,"OFERTA - DEMANDA"]
[null,"HIDROLOGICA","DE ","HACIA",null,null,null,"Cp","Cp A Arriba","Im","R","TOTAL","Uc","Ev","Ex","TOTAL","TOTAL ACUM.","Dv","Ab","Ab","Cp","Ar1","Ar2","Ar3","Ar4","Ar5","Ar6","Ar7","Ar8","Ar9","Ar10","Ar11","Im","TOTAL","Uc","Re1","Re2","RImp","TOTAL","para Cp","para Ar1","para Ar2","para Ar3","para Ar4","para Ar5","para Ar6","para Ar7","para Ar8","para Ar9","para Ar10","para Ar11","para Im","TOTAL","RESERVADO","DISPONIBLE","DImp","RESERVADO","DISPONIBLE","INDICE","CLAVE","COLOR",null,"OFERTA","DEMANDA","Indice"]
["Cuenca Río Cocoraque"]
[null,null,null,null,null,null,null,null,null,null,null,null,null,null,null,null,null,null,null,null,{"$f":"IF(U80=0,\"\",U80/(SUM($U80:$AG80)))","v":1},"","","","","","","","","","","","",{"$f":"SUM(U79:AG79)","v":1},null,null,null,null,null,{"$f":"IF(U79=0,\"\",U79)","v":1},"","","","","","","","","","","","",{"$f":"SUM(AN79:AZ79)","v":1}]
["A",{"$f":"A80","v":"A"},{"$f":"A80","v":"A"},"B",null,null,null,{"$f":"C8","v":87.620361239054191},null,{"$f":"J8","v":0},{"$f":"I8","v":4.5916290749999993},{"$f":"SUM(H80:K80)","v":92.211990314054191},{"$f":"H8","v":46.901061499999997},{"$f":"L8","v":0},{"$f":"K8","v":0},{"$f":"SUM(M80:O80)","v":46.901061499999997},{"$f":"+P80","v":46.901061499999997},{"$f":"M8","v":0},{"$f":"L80-Q80-R80","v":45.310928814054193},{"$f":"IF(S80<0,0,S80)","v":45.310928814054193},{"$f":"K80+H80","v":92.211990314054191},null,null,null,null,null,null,null,null,null,null,null,{"$f":"J80","v":0},{"$f":"SUM(U80:AG80)","v":92.211990314054191},{"$f":"+Q80","v":46.901061499999997},{"$f":"(AI82+R82)*V81","v":18.788246592070617},{"$f":"AI80+R80+AJ80","v":65.689308092070618},{"$f":"IF(AG80>0,(AI80+R80+AJ80)*AG79,\"\")","v":""},{"$f":"SUM(AI80:AK80)","v":131.37861618414124},{"$f":"IF(AN79=\"\",\"\",$AM80*AN79)","v":131.37861618414124},"","","","","","","","","","","","",{"$f":"SUM(AN80:AZ80)","v":131.37861618414124},{"$f":"+U80","v":92.211990314054191},{"$f":"IF(D80=\"MAR\",IF((BB80-AJ80)<0,0,BB80-AJ80),IF(D80=\"Cerrada\",IF((BB80-AJ80)<0,0,BB80-AJ80),IF((BB80-AK80)<0,0,BB80-AK80)))","v":26.522682221983573},{"$f":"IF(AG80=0,\"\",IF(AG80-AL80<0,0,AG80-AL80))","v":""},{"$f":"IF(D80=\"MAR\",0,IF(D80=\"Cerrada\",0,AJ80))","v":18.788246592070617},{"$f":"IF(T80-BE80<0,0,T80-BE80)","v":26.522682221983576},{"$f":"IF(D80=\"MAR\",IF(AI80+R80+AJ80=0,\"Infinito\",(I80+U80+AG80)/(AI80+R80)),IF(D80=\"Cerrada\",IF(AI80+R80+AJ80=0,\"Infinito\",(I80+U80+AG80)/(AI80+R80)),IF(AI80+R80+AJ80=0,\"Infinito\",(I80+U80+AG80)/(AI80+R80+AJ80))))","v":1.4037595004777519},{"$f":"IF(BG80<1.4,\"1\", IF(BG80<3,\"2\", IF(BG80<9,\"3\", \"4\")))","v":"2"},{"$f":"IF(BG80<1.4,\"ROJO\", IF(BG80<3,\"AMARILLO\", IF(BG80<9,\"VERDE\", \"AZUL\")))","v":"AMARILLO"},{"$f":"IF(BG80<1.4,\"Déficit\", IF(BG80<3,\"Equilibrio\", IF(BG80<9,\"Disponibilidad\", \"Abundante\")))","v":"Equilibrio"},{"$f":"I80+U80+AG80","v":92.211990314054191},{"$f":"IF(D80=\"MAR\",AI80+R80,IF(D80=\"Cerrada\",AI80+R80,AI80+R80+AJ80))","v":65.689308092070618},{"$f":"BK80/BL80","v":1.4037595004777519},{"$f":"IF(BM80-BG80=0,\"\",\"CHECAR\")","v":""}]
[null,null,null,null,null,null,null,null,null,null,null,null,null,null,null,null,null,null,null,null,{"$f":"IF(U82=0,\"\",U82/(SUM($U82:$AG82)))","v":0.76988103285939957},0.23011896714060046,"","","","","","","","","","","",{"$f":"SUM(U81:AG81)","v":1},null,null,null,null,null,{"$f":"IF(U81=0,\"\",U81)","v":0.76988103285939957},0.23011896714060046,"","","","","","","","","","","",{"$f":"SUM(AN81:AZ81)","v":1}]
["B",{"$f":"A82","v":"B"},{"$f":"A82","v":"B"},"MAR",null,null,null,{"$f":"C9","v":151.5912621573213},{"$f":"T80","v":45.310928814054193},{"$f":"J9","v":0},{"$f":"I9","v":0},{"$f":"SUM(H82:K82)","v":196.90219097137549},{"$f":"H9","v":81.645797499999986},{"$f":"L9","v":0},{"$f":"K9","v":0},{"$f":"SUM(M82:O82)","v":81.645797499999986},{"$f":"+P82","v":81.645797499999986},{"$f":"M9","v":0},{"$f":"L82-Q82-R82","v":115.2563934713755},{"$f":"IF(S82<0,0,S82)","v":115.2563934713755},{"$f":"K82+H82","v":151.5912621573213},{"$f":"T80","v":45.310928814054193},null,null,null,null,null,null,null,null,null,null,{"$f":"J82","v":0},{"$f":"SUM(U82:AG82)","v":196.90219097137549},{"$f":"+Q82","v":81.645797499999986},{"$f":"(AI82+R82)*U81","v":62.857550907929372},null,{"$f":"IF(AG82>0,(AI82+R82+AJ82)*AG81,\"\")","v":""},{"$f":"SUM(AI82:AK82)","v":144.50334840792937},{"$f":"IF(AN81=\"\",\"\",$AM82*AN81)","v":111.25038712393834},33.252961283991034,"","","","","","","","","","","",{"$f":"SUM(AN82:AZ82)","v":144.50334840792937},{"$f":"+U82","v":151.5912621573213},{"$f":"IF(D82=\"MAR\",IF((BB82-AJ82)<0,0,BB82-AJ82),IF(D82=\"Cerrada\",IF((BB82-AJ82)<0,0,BB82-AJ82),IF((BB82-AK82)<0,0,BB82-AK82)))","v":88.733711249391916},{"$f":"IF(AG82=0,\"\",IF(AG82-AL82<0,0,AG82-AL82))","v":""},{"$f":"IF(D82=\"MAR\",0,IF(D82=\"Cerrada\",0,AJ82))","v":0},{"$f":"IF(T82-BE82<0,0,T82-BE82)","v":115.2563934713755},{"$f":"IF(D82=\"MAR\",IF(AI82+R82+AJ82=0,\"Infinito\",(I82+U82+AG82)/(AI82+R82)),IF(D82=\"Cerrada\",IF(AI82+R82+AJ82=0,\"Infinito\",(I82+U82+AG82)/(AI82+R82)),IF(AI82+R82+AJ82=0,\"Infinito\",(I82+U82+AG82)/(AI82+R82+AJ82))))","v":2.4116635148474792},{"$f":"IF(BG82<1.4,\"1\", IF(BG82<3,\"2\", IF(BG82<9,\"3\", \"4\")))","v":"2"},{"$f":"IF(BG82<1.4,\"ROJO\", IF(BG82<3,\"AMARILLO\", IF(BG82<9,\"VERDE\", \"AZUL\")))","v":"AMARILLO"},{"$f":"IF(BG82<1.4,\"Déficit\", IF(BG82<3,\"Equilibrio\", IF(BG82<9,\"Disponibilidad\", \"Abundante\")))","v":"Equilibrio"},{"$f":"IF(I82+U82+AG82<=0,0,I82+U82+AG82)","v":196.90219097137549},{"$f":"IF(D82=\"MAR\",AI82+R82,IF(D82=\"Cerrada\",AI82+R82,AI82+R82+AJ82))","v":81.645797499999986},{"$f":"BK82/BL82","v":2.4116635148474792},{"$f":"IF(BM82-BG82=0,\"\",\"CHECAR\")","v":""}]
[]
[null,null,null,null,null,null,null,null,null,null,null,null,null,null,null,null,null,null,null,null,null,null,null,null,null,null,null,null,null,null,null,null,null,null,null,null,null,"Comprobación  ",null,null,null,null,null,null,null,null,null,null,null,null,null,null,null,"SDxx   ",null,null,"Ab   "]
[null,null,null,null,null,null,null,null,null,null,null,null,null,null,null,null,null,null,null,null,null,null,null,null,null,null,null,null,null,null,null,null,null,null,null,null,null,null,null,null,null,null,null,null,null,null,null,null,null,null,null,null,null,{"$f":"SUM(BC80:BD82)","v":115.25639347137549},"Mm3",null,{"$f":"T82","v":115.2563934713755},"Mm3"]
[]
["No LINEA","CUENCA O REGION","CONEXION",null,null,null,null,"OFERTA  POTENCIAL",null,null,null,null,"DEMANDA CONSUNTIVA",null,null,null,null,null,null,null,"OFERTA REAL",null,null,null,null,null,null,null,null,null,null,null,null,null,"EXTRACC Y VOLS RESERV PARA A ABAJO",null,null,null,null,null,null,null,null,null,null,null,null,null,null,null,null,null,null,"POR CUENCA PROPIA",null,null,"A LA SAL. DEL C PRINCIPAL",null,"DISPONIBILIDAD RELATIVA",null,null,null,"OFERTA - DEMANDA"]
[null,"HIDROLOGICA","DE ","HACIA",null,null,null,"Cp","Cp A Arriba","Im","R","TOTAL","Uc","Ev","Ex","TOTAL","TOTAL ACUM.","Dv","Ab","Ab","Cp","Ar1","Ar2","Ar3","Ar4","Ar5","Ar6","Ar7","Ar8","Ar9","Ar10","Ar11","Im","TOTAL","Uc","Re1","Re2","RImp","TOTAL","para Cp","para Ar1","para Ar2","para Ar3","para Ar4","para Ar5","para Ar6","para Ar7","para Ar8","para Ar9","para Ar10","para Ar11","para Im","TOTAL","RESERVADO","DISPONIBLE","DImp","RESERVADO","DISPONIBLE","INDICE","CLAVE","COLOR",null,"OFERTA","DEMANDA","Indice"]
["Cuenca Río Cocoraque"]
[null,null,null,null,null,null,null,null,null,null,null,null,null,null,null,null,null,null,null,null,{"$f":"IF(U91=0,\"\",U91/(SUM($U91:$AG91)))","v":1},"","","","","","","","","","","","",{"$f":"SUM(U90:AG90)","v":1},null,null,null,null,null,{"$f":"IF(U90=0,\"\",U90)","v":1},"","","","","","","","","","","","",{"$f":"SUM(AN90:AZ90)","v":1}]
["A",{"$f":"A91","v":"A"},{"$f":"A91","v":"A"},"B",null,null,null,{"$f":"C12","v":72.944996180486925},null,{"$f":"J12","v":0},{"$f":"I12","v":7.8404159},{"$f":"SUM(H91:K91)","v":80.785412080486921},{"$f":"H12","v":78.738085999999981},{"$f":"L12","v":10.292},{"$f":"K12","v":0},{"$f":"SUM(M91:O91)","v":89.030085999999983},{"$f":"+P91","v":89.030085999999983},{"$f":"M12","v":-0.20200000000000001},{"$f":"L91-Q91-R91","v":-8.0426739195130619},{"$f":"IF(S91<0,0,S91)","v":0},{"$f":"K91+H91","v":80.785412080486921},null,null,null,null,null,null,null,null,null,null,null,{"$f":"J91","v":0},{"$f":"SUM(U91:AG91)","v":80.785412080486921},{"$f":"+Q91","v":89.030085999999983},{"$f":"(AI93+R93)*V92","v":0},{"$f":"AI91+R91+AJ91","v":88.828085999999985},{"$f":"IF(AG91>0,(AI91+R91+AJ91)*AG90,\"\")","v":""},{"$f":"SUM(AI91:AK91)","v":177.85817199999997},{"$f":"IF(AN90=\"\",\"\",$AM91*AN90)","v":177.85817199999997},"","","","","","","","","","","","",{"$f":"SUM(AN91:AZ91)","v":177.85817199999997},{"$f":"+U91","v":80.785412080486921},{"$f":"IF(D91=\"MAR\",IF((BB91-AJ91)<0,0,BB91-AJ91),IF(D91=\"Cerrada\",IF((BB91-AJ91)<0,0,BB91-AJ91),IF((BB91-AK91)<0,0,BB91-AK91)))","v":0},{"$f":"IF(AG91=0,\"\",IF(AG91-AL91<0,0,AG91-AL91))","v":""},{"$f":"IF(D91=\"MAR\",0,IF(D91=\"Cerrada\",0,AJ91))","v":0},{"$f":"IF(T91-BE91<0,0,T91-BE91)","v":0},{"$f":"IF(D91=\"MAR\",IF(AI91+R91+AJ91=0,\"Infinito\",(I91+U91+AG91)/(AI91+R91)),IF(D91=\"Cerrada\",IF(AI91+R91+AJ91=0,\"Infinito\",(I91+U91+AG91)/(AI91+R91)),IF(AI91+R91+AJ91=0,\"Infinito\",(I91+U91+AG91)/(AI91+R91+AJ91))))","v":0.90945798472441397},{"$f":"IF(BG91<1.4,\"1\", IF(BG91<3,\"2\", IF(BG91<9,\"3\", \"4\")))","v":"1"},{"$f":"IF(BG91<1.4,\"ROJO\", IF(BG91<3,\"AMARILLO\", IF(BG91<9,\"VERDE\", \"AZUL\")))","v":"ROJO"},{"$f":"IF(BG91<1.4,\"Déficit\", IF(BG91<3,\"Equilibrio\", IF(BG91<9,\"Disponibilidad\", \"Abundante\")))","v":"Déficit"},{"$f":"I91+U91+AG91","v":80.785412080486921},{"$f":"IF(D91=\"MAR\",AI91+R91,IF(D91=\"Cerrada\",AI91+R91,AI91+R91+AJ91))","v":88.828085999999985},{"$f":"BK91/BL91","v":0.90945798472441397},{"$f":"IF(BM91-BG91=0,\"\",\"CHECAR\")","v":""}]
[null,null,null,null,null,null,null,null,null,null,null,null,null,null,null,null,null,null,null,null,{"$f":"IF(U93=0,\"\",U93/(SUM($U93:$AG93)))","v":1},{"$f":"IF(V93=0,\"0\",V93/(SUM($U93:$AG93)))","v":"0"},"","","","","","","","","","","",{"$f":"SUM(U92:AG92)","v":1},null,null,null,null,null,{"$f":"IF(U92=0,\"\",U92)","v":1},"0","","","","","","","","","","","",{"$f":"SUM(AN92:AZ92)","v":1}]
["B",{"$f":"A93","v":"B"},{"$f":"A93","v":"B"},"MAR",null,null,null,{"$f":"C13","v":71.885614723769905},{"$f":"T91","v":0},{"$f":"J13","v":0},{"$f":"I13","v":0},{"$f":"SUM(H93:K93)","v":71.885614723769905},{"$f":"H13","v":16.924815500000001},{"$f":"L13","v":0},{"$f":"K13","v":0},{"$f":"SUM(M93:O93)","v":16.924815500000001},{"$f":"+P93","v":16.924815500000001},{"$f":"M13","v":0},{"$f":"L93-Q93-R93","v":54.960799223769904},{"$f":"IF(S93<0,0,S93)","v":54.960799223769904},{"$f":"K93+H93","v":71.885614723769905},{"$f":"T91","v":0},null,null,null,null,null,null,null,null,null,null,{"$f":"J93","v":0},{"$f":"SUM(U93:AG93)","v":71.885614723769905},{"$f":"+Q93","v":16.924815500000001},{"$f":"(AI93+R93)*U92","v":16.924815500000001},null,{"$f":"IF(AG93>0,(AI93+R93+AJ93)*AG92,\"\")","v":""},{"$f":"SUM(AI93:AK93)","v":33.849631000000002},{"$f":"IF(AN92=\"\",\"\",$AM93*AN92)","v":33.849631000000002},0,"","","","","","","","","","","",{"$f":"SUM(AN93:AZ93)","v":33.849631000000002},{"$f":"+U93","v":71.885614723769905},{"$f":"IF(D93=\"MAR\",IF((BB93-AJ93)<0,0,BB93-AJ93),IF(D93=\"Cerrada\",IF((BB93-AJ93)<0,0,BB93-AJ93),IF((BB93-AK93)<0,0,BB93-AK93)))","v":54.960799223769904},{"$f":"IF(AG93=0,\"\",IF(AG93-AL93<0,0,AG93-AL93))","v":""},{"$f":"IF(D93=\"MAR\",0,IF(D93=\"Cerrada\",0,AJ93))","v":0},{"$f":"IF(T93-BE93<0,0,T93-BE93)","v":54.960799223769904},{"$f":"IF(D93=\"MAR\",IF(AI93+R93+AJ93=0,\"Infinito\",(I93+U93+AG93)/(AI93+R93)),IF(D93=\"Cerrada\",IF(AI93+R93+AJ93=0,\"Infinito\",(I93+U93+AG93)/(AI93+R93)),IF(AI93+R93+AJ93=0,\"Infinito\",(I93+U93+AG93)/(AI93+R93+AJ93))))","v":4.2473499769477483},{"$f":"IF(BG93<1.4,\"1\", IF(BG93<3,\"2\", IF(BG93<9,\"3\", \"4\")))","v":"3"},{"$f":"IF(BG93<1.4,\"ROJO\", IF(BG93<3,\"AMARILLO\", IF(BG93<9,\"VERDE\", \"AZUL\")))","v":"VERDE"},{"$f":"IF(BG93<1.4,\"Déficit\", IF(BG93<3,\"Equilibrio\", IF(BG93<9,\"Disponibilidad\", \"Abundante\")))","v":"Disponibilidad"},{"$f":"IF(I93+U93+AG93<=0,0,I93+U93+AG93)","v":71.885614723769905},{"$f":"IF(D93=\"MAR\",AI93+R93,IF(D93=\"Cerrada\",AI93+R93,AI93+R93+AJ93))","v":16.924815500000001},{"$f":"BK93/BL93","v":4.2473499769477483},{"$f":"IF(BM93-BG93=0,\"\",\"CHECAR\")","v":""}]
[]
[null,null,null,null,null,null,null,null,null,null,null,null,null,null,null,null,null,null,null,null,null,null,null,null,null,null,null,null,null,null,null,null,null,null,null,null,null,"Comprobación  ",null,null,null,null,null,null,null,null,null,null,null,null,null,null,null,"SDxx   ",null,null,"Ab   "]
[null,null,null,null,null,null,null,null,null,null,null,null,null,null,null,null,null,null,null,null,null,null,null,null,null,null,null,null,null,null,null,null,null,null,null,null,null,null,null,null,null,null,null,null,null,null,null,null,null,null,null,null,null,{"$f":"SUM(BC91:BD93)","v":54.960799223769904},"Mm3",null,{"$f":"T93","v":54.960799223769904},"Mm3"]
[]
["No LINEA","CUENCA O REGION","CONEXION",null,null,null,null,"OFERTA  POTENCIAL",null,null,null,null,"DEMANDA CONSUNTIVA",null,null,null,null,null,null,null,"OFERTA REAL",null,null,null,null,null,null,null,null,null,null,null,null,null,"EXTRACC Y VOLS RESERV PARA A ABAJO",null,null,null,null,null,null,null,null,null,null,null,null,null,null,null,null,null,null,"POR CUENCA PROPIA",null,null,"A LA SAL. DEL C PRINCIPAL",null,"DISPONIBILIDAD RELATIVA",null,null,null,"OFERTA - DEMANDA"]
[null,"HIDROLOGICA","DE ","HACIA",null,null,null,"Cp","Cp A Arriba","Im","R","TOTAL","Uc","Ev","Ex","TOTAL","TOTAL ACUM.","Dv","Ab","Ab","Cp","Ar1","Ar2","Ar3","Ar4","Ar5","Ar6","Ar7","Ar8","Ar9","Ar10","Ar11","Im","TOTAL","Uc","Re1","Re2","RImp","TOTAL","para Cp","para Ar1","para Ar2","para Ar3","para Ar4","para Ar5","para Ar6","para Ar7","para Ar8","para Ar9","para Ar10","para Ar11","para Im","TOTAL","RESERVADO","DISPONIBLE","DImp","RESERVADO","DISPONIBLE","INDICE","CLAVE","COLOR",null,"OFERTA","DEMANDA","Indice"]
["Cuenca Río Cocoraque"]
[null,null,null,null,null,null,null,null,null,null,null,null,null,null,null,null,null,null,null,null,{"$f":"IF(U102=0,\"\",U102/(SUM($U102:$AG102)))","v":1},"","","","","","","","","","","","",{"$f":"SUM(U101:AG101)","v":1},null,null,null,null,null,{"$f":"IF(U101=0,\"\",U101)","v":1},{"$f":"IF(V101=0,\"\",V101)","v":""},{"$f":"IF(W101=0,\"\",W101)","v":""},{"$f":"IF(X101=0,\"\",X101)","v":""},{"$f":"IF(Y101=0,\"\",Y101)","v":""},"","","","","","",{"$f":"IF(AF101=0,\"\",AF101)","v":""},{"$f":"IF(AG101=0,\"\",AG101)","v":""},{"$f":"SUM(AN101:AZ101)","v":1}]
["A",{"$f":"A102","v":"A"},{"$f":"A102","v":"A"},"B",null,null,null,{"$f":"C17","v":77.896038249672301},null,{"$f":"J17","v":0},{"$f":"I17","v":6.48128175},{"$f":"SUM(H102:K102)","v":84.377319999672295},{"$f":"H17","v":64.889412500000006},{"$f":"$L$17","v":6.157},{"$f":"K17","v":0},{"$f":"SUM(M102:O102)","v":71.046412500000002},{"$f":"+P102","v":71.046412500000002},{"$f":"$M$17","v":0.72},{"$f":"L102-Q102-R102","v":12.610907499672292},{"$f":"IF(S102<0,0,S102)","v":12.610907499672292},{"$f":"K102+H102","v":84.377319999672295},null,null,null,null,null,null,null,null,null,null,null,{"$f":"J102","v":0},{"$f":"SUM(U102:AG102)","v":84.377319999672295},{"$f":"+Q102","v":71.046412500000002},{"$f":"(AI104+R104)*V103","v":2.9075449270150357E-3},{"$f":"AI102+R102+AJ102","v":71.769320044927014},{"$f":"IF(AG102>0,(AI102+R102+AJ102)*AG101,\"\")","v":""},{"$f":"SUM(AI102:AK102)","v":142.81864008985403},{"$f":"IF(AN101=\"\",\"\",$AM102*AN101)","v":142.81864008985403},"","","","","","","","","","","","",{"$f":"SUM(AN102:AZ102)","v":142.81864008985403},{"$f":"+U102","v":84.377319999672295},{"$f":"IF(D102=\"MAR\",IF((BB102-AJ102)<0,0,BB102-AJ102),IF(D102=\"Cerrada\",IF((BB102-AJ102)<0,0,BB102-AJ102),IF((BB102-AK102)<0,0,BB102-AK102)))","v":12.607999954745281},{"$f":"IF(AG102=0,\"\",IF(AG102-AL102<0,0,AG102-AL102))","v":""},{"$f":"IF(D102=\"MAR\",0,IF(D102=\"Cerrada\",0,AJ102))","v":2.9075449270150357E-3},{"$f":"IF(T102-BE102<0,0,T102-BE102)","v":12.607999954745278},{"$f":"IF(D102=\"MAR\",IF(AI102+R102+AJ102=0,\"Infinito\",(I102+U102+AG102)/(AI102+R102)),IF(D102=\"Cerrada\",IF(AI102+R102+AJ102=0,\"Infinito\",(I102+U102+AG102)/(AI102+R102)),IF(AI102+R102+AJ102=0,\"Infinito\",(I102+U102+AG102)/(AI102+R102+AJ102))))","v":1.1756739501900364},{"$f":"IF(BG102<1.4,\"1\", IF(BG102<3,\"2\", IF(BG102<9,\"3\", \"4\")))","v":"1"},{"$f":"IF(BG102<1.4,\"ROJO\", IF(BG102<3,\"AMARILLO\", IF(BG102<9,\"VERDE\", \"AZUL\")))","v":"ROJO"},{"$f":"IF(BG102<1.4,\"Déficit\", IF(BG102<3,\"Equilibrio\", IF(BG102<9,\"Disponibilidad\", \"Abundante\")))","v":"Déficit"},{"$f":"I102+U102+AG102","v":84.377319999672295},{"$f":"IF(D102=\"MAR\",AI102+R102,IF(D102=\"Cerrada\",AI102+R102,AI102+R102+AJ102))","v":71.769320044927014},{"$f":"BK102/BL102","v":1.1756739501900364},{"$f":"IF(BM102-BG102=0,\"\",\"CHECAR\")","v":""}]
[null,null,null,null,null,null,null,null,null,null,null,null,null,null,null,null,null,null,null,null,{"$f":"IF(U104=0,\"\",U104/(SUM($U104:$AG104)))","v":0.89214137600567434},0.10785862399432561,"","","","","","","","","","","",{"$f":"SUM(U103:AG103)","v":1},null,null,null,null,null,{"$f":"IF(U103=0,\"\",U103)","v":0.89214137600567434},0.10785862399432561,"","","","","","","","","","","",{"$f":"SUM(AN103:AZ103)","v":1}]
["B",{"$f":"A104","v":"B"},{"$f":"A104","v":"B"},"MAR",null,null,null,{"$f":"C18","v":104.30980808757408},{"$f":"T102","v":12.610907499672292},{"$f":"J18","v":0},{"$f":"I18","v":0},{"$f":"SUM(H104:K104)","v":116.92071558724638},{"$f":"H18","v":2.6957000000000002E-2},{"$f":"L18","v":0},{"$f":"K18","v":0},{"$f":"SUM(M104:O104)","v":2.6957000000000002E-2},{"$f":"+P104","v":2.6957000000000002E-2},{"$f":"M18","v":0},{"$f":"L104-Q104-R104","v":116.89375858724638},{"$f":"IF(S104<0,0,S104)","v":116.89375858724638},{"$f":"K104+H104","v":104.30980808757408},{"$f":"T102","v":12.610907499672292},null,null,null,null,null,null,null,null,null,null,{"$f":"J104","v":0},{"$f":"SUM(U104:AG104)","v":116.92071558724638},{"$f":"+Q104","v":2.6957000000000002E-2},{"$f":"(AI104+R104)*U103","v":2.4049455072984966E-2},null,{"$f":"IF(AG104>0,(AI104+R104+AJ104)*AG103,\"\")","v":""},{"$f":"SUM(AI104:AK104)","v":5.1006455072984971E-2},{"$f":"IF(AN103=\"\",\"\",$AM104*AN103)","v":4.5504969013984424E-2},5.5014860590005482E-3,"","","","","","","","","","","",{"$f":"SUM(AN104:AZ104)","v":5.1006455072984971E-2},{"$f":"+U104","v":104.30980808757408},{"$f":"IF(D104=\"MAR\",IF((BB104-AJ104)<0,0,BB104-AJ104),IF(D104=\"Cerrada\",IF((BB104-AJ104)<0,0,BB104-AJ104),IF((BB104-AK104)<0,0,BB104-AK104)))","v":104.2857586325011},{"$f":"IF(AG104=0,\"\",IF(AG104-AL104<0,0,AG104-AL104))","v":""},{"$f":"IF(D104=\"MAR\",0,IF(D104=\"Cerrada\",0,AJ104))","v":0},{"$f":"IF(T104-BE104<0,0,T104-BE104)","v":116.89375858724638},{"$f":"IF(D104=\"MAR\",IF(AI104+R104+AJ104=0,\"Infinito\",(I104+U104+AG104)/(AI104+R104)),IF(D104=\"Cerrada\",IF(AI104+R104+AJ104=0,\"Infinito\",(I104+U104+AG104)/(AI104+R104)),IF(AI104+R104+AJ104=0,\"Infinito\",(I104+U104+AG104)/(AI104+R104+AJ104))))","v":4337.3044325127566},{"$f":"IF(BG104<1.4,\"1\", IF(BG104<3,\"2\", IF(BG104<9,\"3\", \"4\")))","v":"4"},{"$f":"IF(BG104<1.4,\"ROJO\", IF(BG104<3,\"AMARILLO\", IF(BG104<9,\"VERDE\", \"AZUL\")))","v":"AZUL"},{"$f":"IF(BG104<1.4,\"Déficit\", IF(BG104<3,\"Equilibrio\", IF(BG104<9,\"Disponibilidad\", \"Abundante\")))","v":"Abundante"},{"$f":"IF(I104+U104+AG104<=0,0,I104+U104+AG104)","v":116.92071558724638},{"$f":"IF(D104=\"MAR\",AI104+R104,IF(D104=\"Cerrada\",AI104+R104,AI104+R104+AJ104))","v":2.6957000000000002E-2},{"$f":"BK104/BL104","v":4337.3044325127566},{"$f":"IF(BM104-BG104=0,\"\",\"CHECAR\")","v":""}]
[]
[null,null,null,null,null,null,null,null,null,null,null,null,null,null,null,null,null,null,null,null,null,null,null,null,null,null,null,null,null,null,null,null,null,null,null,null,null,"Comprobación  ",null,null,null,null,null,null,null,null,null,null,null,null,null,null,null,"SDxx   ",null,null,"Ab   "]
[null,null,null,null,null,null,null,null,null,null,null,null,null,null,null,null,null,null,null,null,null,null,null,null,null,null,null,null,null,null,null,null,null,null,null,null,null,null,null,null,null,null,null,null,null,null,null,null,null,null,null,null,null,{"$f":"SUM(BC102:BD104)","v":116.89375858724638},"Mm3",null,{"$f":"T104","v":116.89375858724638},"Mm3"]

{"sheet":"RH-35","index":34,"n_rows":24,"n_cols":17,"rows_kept":24,"cut":false,"hidden":false,"merged":[[1,1,1,12],[2,1,2,12],[3,1,3,12],[4,0,4,14]]}
[]
[null,"GERENCIA DE AGUAS SUPERFICIALES E INGENIERÍA DE RÍOS"]
[null,"REGION HIDROLOGICA No 35"]
[null," MAPIMI"]
[]
[]
["Cuenca","Nombre ","Cp","Ar","Uc (a)","Uc (b)","Uc (c)","Uc","R","Im","Ex","Ab","Rxy","Ab - Rxy","D",null,"ECUACIONES"]
[1,"Valle Hundido",13.465150592338464,0,2.3E-3,0,0,{"$f":"E8+F8+G8","v":2.3E-3},0,0,0,{"$f":"C8-H8+I8-K8","v":13.462850592338464},{"$f":"L8*0.7","v":9.4239954146369236},{"$f":"L8-M8","v":4.0388551777015405},{"$f":"N8","v":4.0388551777015405}]
[2,"Laguna del Rey",55.613508777493621,0,6.3770000000000007E-2,0,0,6.3770000000000007E-2,0,0,0,55.549738777493623,38.884817144245531,16.664921633248092,16.664921633248092,null,"Ab = Cp + Ar + R + Im - (Uc(a) +Uc(b) +Uc(c) + Ex)"]
[3,"Laguna del Guaje - Lipanés",23.436460260329515,0,4.0521000000000001E-2,0,0,4.0521000000000001E-2,0,0,0,23.395939260329516,16.377157482230661,7.0187817780988553,7.0187817780988553,null,"D = Ab - Rxy"]
[4,"Polvorillos - Arroyo El Marquez",42.599500978353916,0,0.55133732000000002,0,0,0.55133732000000002,0,0,0,42.048163658353914,29.433714560847736,12.614449097506178,12.614449097506178]
[5,"El Llano - Laguna del Milagro",44.600557614963215,0,0.55448900000000001,0,0,0.55448900000000001,0,0,0,44.046068614963218,30.832248030474251,13.213820584488968,13.213820584488968,null,"SIMBOLOGIA"]
[6,"Arroyo La India - Laguna Palomas",45.252540538766368,0,34.683824290000004,0,0,34.683824290000004,0,0,0,10.568716248766364,7.3981013741364547,3.1706148746299094,3.1706148746299094]
[null,"Totales",{"$f":"SUM(C8:C13)","v":224.96771876224508},null,35.896241610000004,0,0,35.896241610000004,0,0,0,null,null,56.721443145673554,{"$f":"SUM(O8:O13)","v":56.721443145673554},null,"Cp.- Volumen medio anual de escurrimiento natural "]
["* Valores  en millones de metros cúbicos",null,null,null,null,null,null,null,null,null,null,null,null,null,null,null,"Ar.- Volumen medio anual de escurrimiento desde la cuenca aguas arriba"]
[null,null,null,null,null,null,null,null,null,null,null,null,null,null,null,null,"Uc (a).- Volumen anual de extracción de agua superficial mediante títulos inscritos actualmente en el REPDA"]
[null,null,null,null,null,null,null,null,null,null,null,null,null,null,null,null,"Uc (b).- Volumen anual de extracción de agua superficial de títulos en proceso de inscripción en el REPDA"]
[null,null,null,null,null,null,null,null,null,null,null,null,null,null,null,null,"Uc (c).- Volumen anual correspondiente a las reservas y las zonas reglamentadas"]
[null,null,null,null,null,null,null,null,null,null,null,null,null,null,null,null,"R.- Volumen anual de retornos"]
[null,null,null,null,null,null,null,null,null,null,null,null,null,null,null,null,"Im.- Volumen anual de importaciones"]
[null,null,null,null,null,null,null,null,null,null,null,null,null,null,null,null,"Ex.- Volumen anual de exportaciones"]
[null,null,null,null,null,null,null,null,null,null,null,null,null,null,null,null,"Ab.- Volumen medio anual de escurrimiento de la cuenca hacia aguas abajo "]
[null,null,null,null,null,null,null,null,null,null,null,null,null,null,null,null,"Rxy.- Volumen anual actual comprometido aguas abajo y volumenes decretados para reservas medio ambiente"]
[null,null,null,null,null,null,null,null,null,null,null,null,null,null,null,null,"D.- Disponibilidad media anual de agua superficial en la cuenca hidrológica "]

{"sheet":"RH-36","index":35,"n_rows":197,"n_cols":66,"rows_kept":197,"cut":false,"hidden":false,"merged":[[1,1,1,14],[2,1,2,14],[3,1,3,14],[4,0,4,14]]}
[]
[null,"GERENCIA DE AGUAS SUPERFICIALES E INGENIERÍA DE RÍOS"]
[null,"REGION HIDROLOGICA No 36"]
[null," NAZAS AGUANAVAL"]
[]
[]
["Cuenca","Nombre","Cp","Ar","Uc (a)","Uc (b)","Uc (c)","Uc","R","Im","Ex","Ev ","Δv","Ab","Rxy","Ab - Rxy","D"]
[1,"Río Sextin",501.52300000000002,{"$f":"$I$155","v":0},4.9794047199999998,0,0,{"$f":"E8+F8+G8","v":4.9794047199999998},5.2530130855999994E-2,0,0,0,0,{"$f":"C8+D8+I8+J8-H8-L8-M8-K8","v":496.59612541085602},{"$f":"$BE$155","v":493.39071881149818},{"$f":"N8-O8","v":3.2054065993578433},{"$f":"IF(P8<0,0,P8)","v":3.2054065993578433},null,"ECUACIONES"]
[2,"Río Ramos",566.00599999999997,{"$f":"$I$157","v":0},12.29255508,0,0,{"$f":"E9+F9+G9","v":12.29255508},1.6067346267000002,0,0,0,0,{"$f":"C9+D9+I9+J9-H9-L9-M9-K9","v":555.32017954670005},{"$f":"$BE$157","v":551.73572353266468},{"$f":"N9-O9","v":3.5844560140353678},{"$f":"IF(P9<0,0,P9)","v":3.5844560140353678}]
[3,"Presa Lázaro Cárdenas",197.02532763985019,{"$f":"$I$159","v":1051.9163049575561},5.3638015000000001,0,0,{"$f":"E10+F10+G10","v":5.3638015000000001},0.4980051270000001,0,94.16773046817714,125.345,26.381,{"$f":"C10+D10+I10+J10-H10-L10-M10-K10","v":998.18210575622913},{"$f":"$BE$159","v":990.1172783133095},8.0648274429196363,{"$f":"IF(P10<0,0,P10)","v":8.0648274429196363},null,"Ab = Cp + Ar + R + Im - (Uc(a) +Uc(b) +Uc(c) + Ev + Ex + Av)"]
[4,"Agustín Melgar",120.07823034497744,{"$f":"$I$161","v":998.18210575622913},87.456117079999984,0,0,87.456117079999984,1.9842732355200003,0,0,0,0,1032.7884922567266,{"$f":"$BE$161","v":1023.737458967248},9.0510332894785961,9.0510332894785961,null,"D = Ab - Rxy"]
[5,"Presa Francisco Zarco",66.023579956204244,{"$f":"$I$163","v":1032.7884922567266},8.4199806300000013,0,0,8.4199806300000013,0.95122773716400022,0,80.947314653084391,40.408000000000001,0.96099999999999997,969.02700466701037,{"$f":"$BE$163","v":959.38902524235118},9.6379794246591928,9.6379794246591928]
[6,"Los Angeles",1.05,{"$f":"$I$165","v":969.02700466701026},71.224999999999994,0,0,71.224999999999994,0.84757749999999987,0,0,0,0,899.69958216701013,{"$f":"$BE$165","v":890.04272936440236},9.6568528026077729,9.6568528026077729,null,"SIMBOLOGIA"]
[7,"Canal Santa Rosa",3.0419999999999998,{"$f":"$I$167","v":899.69958216701013},844.78087600000003,73.344000000000051,0,918.12487600000009,27.503335600000003,0,0,0,0,12.120041767010093,{"$f":"$BE$167","v":2.1353330716775591},9.9847086953325341,9.9847086953325341]
[8,"Arroyo Cadena",4.6950000000000003,{"$f":"$I$169","v":0},4.5624999999999997E-3,0,0,4.5624999999999997E-3,0,0,0,0,0,4.6904375000000007,{"$f":"$BE$169","v":0},4.6904375000000007,4.6904375000000007,null,"Cp.- Volumen medio anual de escurrimiento natural "]
[9,"Laguna de Mayrán",0.57099999999999995,{"$f":"$I$171","v":12.120041767010093},2.2872759600000001,0,0,2.2872759600000001,0.29142009600000002,0,0,0,0,10.695185903010092,{"$f":"$BE$171","v":0},10.695185903010092,10.695185903010092,null,"Ar.- Volumen medio anual de escurrimiento desde la cuenca aguas arriba"]
[10,"Presa Santa Rosa",10.472604885186506,{"$f":"$I$182","v":0},0.11502499999999999,0,0,0.11502499999999999,8.6268750000000005E-2,0,0,4.0860000000000003,-8.5999999999999993E-2,6.443848635186507,{"$f":"$BE$182","v":4.6491715731533594},1.7946770620331476,1.7946770620331476,null,"Uc (a).- Volumen anual de extracción de agua superficial mediante títulos inscritos actualmente en el REPDA"]
[11,"Presa Leobardo Reynoso",40.968000000000004,{"$f":"$I$184","v":0},7.8362000000000001E-2,0,0,7.8362000000000001E-2,0,0,0,8.8559999999999999,1.286,30.747638000000002,{"$f":"$BE$184","v":22.184109625205767},8.5635283747942346,8.5635283747942346,null,"Uc (b).- Volumen anual de extracción de agua superficial de títulos en proceso de inscripción en el REPDA"]
[12,"Presa Cazadero",75.765000000000001,{"$f":"$I$186","v":37.191486635186507},41.330176999999999,1.5E-3,0,41.331676999999999,3.2471473000000004,0,0,5.9450000000000003,-9.9000000000000005E-2,69.0259569351865,{"$f":"$BE$186","v":36.662068806343193},32.363888128843307,32.363888128843307,null,"Uc (c).- Volumen anual correspondiente a las reservas y las zonas reglamentadas"]
[13,"San Francisco",81.835999999999999,{"$f":"$I$188","v":69.0259569351865},34.002656999999999,0,0,34.002656999999999,2.7202125599999998,0,0,0,0,119.57951249518649,{"$f":"$BE$188","v":47.570135547403694},72.009376947782798,72.009376947782798,null,"R.- Volumen anual de retornos"]
[14,"Presa La Flor",53.136000000000003,{"$f":"$I$190","v":119.57951249518649},29.822613969999999,0,0,29.822613969999999,3.0921250470000001,0,0,0,0,145.98502357218649,{"$f":"$BE$190","v":40.115730597906492},105.86929297428,105.86929297428,null,"Im.- Volumen anual de importaciones"]
[15,"Nazareno",1.7176260533145247,{"$f":"$I$192","v":145.98502357218649},40.230916000000001,0,0,40.230916000000001,0,0,0,0,0,107.471733625501,{"$f":"$BE$192","v":0.35680701422883787},107.11492661127217,107.11492661127217,null,"Ex.- Volumen anual de exportaciones"]
[16,"Laguna de Viesca",38.274000000000001,{"$f":"$I$194","v":107.471733625501},0.47187699999999999,1.2E-2,0,0.483877,0,0,0,0,0,{"$f":"C23+D23+I23+J23-H23-L23-M23-K23","v":145.261856625501},{"$f":"$BE$194","v":0},145.261856625501,145.261856625501,null,"Ev.- Volumen medio anual de evaporación en embalses"]
[null,"Totales",{"$f":"SUM(C8:C23)","v":1762.1833688795327},null,{"$f":"SUM(E8:E23)","v":1182.8612014400001},{"$f":"SUM(F8:F23)","v":73.357500000000044},{"$f":"SUM(G8:G23)","v":0},{"$f":"SUM(H8:H23)","v":1256.2187014399999},42.880857710240015,0,175.11504512126152,184.64,28.443000000000001,null,null,null,{"$f":"Q15+Q16+Q23","v":160.6474800285111},null,"Av.- Volumen medio anual de variación de almacenamiento en embalses"]
["* Valores  en millones de metros cúbicos                                                                             ",null,null,null,null,null,null,null,null,null,null,null,null,null,null,null,null,null,"Ab.- Volumen medio anual de escurrimiento de la cuenca hacia aguas abajo "]
[null,null,null,null,null,null,null,null,null,null,null,null,null,null,null,null,null,null,"Rxy.- Volumen anual actual comprometido aguas abajo y volumenes decretados para reservas medio ambiente"]
[null,null,null,null,null,null,null,null,null,null,null,null,null,null,null,null,null,null,"D.- Disponibilidad media anual de agua superficial en la cuenca hidrológica "]
[]
[]
[]
[]
[]
[]
[]
[]
[]
[]
[]
[]
[]
[]
[]
[]
[]
[]
[]
[]
[]
[]
[]
[]
[]
[]
[]
[]
[]
[]
[]
[]
[]
[]
[]
[]
[]
[]
[]
[]
[]
[]
[]
[]
[]
[]
[]
[]
[]
[]
[]
[]
[]
[]
[]
[]
[]
[]
[]
[]
[]
[]
[]
[]
[]
[]
[]
[]
[]
[]
[]
[]
[]
[]
[]
[]
[]
[]
[]
[]
[]
[]
[]
[]
[]
[]
[]
[]
[]
[]
[]
[]
[]
[]
[]
[]
[]
[]
[]
[]
[]
[]
[]
[]
[]
[]
[]
[]
[]
[]
[]
[]
[]
[]
[]
[]
[]
[]
[]
[]
[]
[]
[]
["No LINEA","CUENCA O REGION","CONEXION",null,null,null,null,"OFERTA  POTENCIAL",null,null,null,null,"DEMANDA CONSUNTIVA",null,null,null,null,null,null,null,"OFERTA REAL",null,null,null,null,null,null,null,null,null,null,null,null,null,"EXTRACC Y VOLS RESERV PARA A ABAJO",null,null,null,null,null,null,null,null,null,null,null,null,null,null,null,null,null,null,"POR CUENCA PROPIA",null,null,"A LA SAL. DEL C PRINCIPAL",null,"DISPONIBILIDAD RELATIVA",null,null,null,"OFERTA - DEMANDA"]
[null,"HIDROLOGICA","DE ","HACIA",null,null,null,"Cp","Cp A Arriba","Im","R","TOTAL","Uc","Ev","Ex","TOTAL","TOTAL ACUM.","Dv","Ab","Ab","Cp","Ar1","Ar2","Ar3","Ar4","Ar5","Ar6","Ar7","Ar8","Ar9","Ar10","Ar11","Im","TOTAL","Uc","Re1","Re2","RImp","TOTAL","para Cp","para Ar1","para Ar2","para Ar3","para Ar4","para Ar5","para Ar6","para Ar7","para Ar8","para Ar9","para Ar10","para Ar11","para Im","TOTAL","RESERVADO","DISPONIBLE","DImp","RESERVADO","DISPONIBLE","INDICE","CLAVE","COLOR",null,"OFERTA","DEMANDA","Indice"]
["Cuenca Río Nazas"]
[null,null,null,null,null,null,null,null,null,null,null,null,null,null,null,null,null,null,null,null,{"$f":"IF(U155=0,\"\",U155/(SUM($U155:$AG155)))","v":1},"","","","","","","","","","","","",{"$f":"SUM(U154:AG154)","v":1},null,null,null,null,null,{"$f":"IF(U154=0,\"\",U154)","v":1},"","","","","","","","","","","","",{"$f":"SUM(AN154:AZ154)","v":1}]
["I",{"$f":"A155","v":"I"},null,"III",null,null,null,{"$f":"C8","v":501.52300000000002},null,{"$f":"J8","v":0},{"$f":"I8","v":5.2530130855999994E-2},{"$f":"SUM(H155:K155)","v":501.57553013085601},{"$f":"H8","v":4.9794047199999998},{"$f":"L8","v":0},{"$f":"K8","v":0},{"$f":"SUM(M155:O155)","v":4.9794047199999998},{"$f":"+P155","v":4.9794047199999998},{"$f":"M8","v":0},{"$f":"L155-Q155-R155","v":496.59612541085602},{"$f":"IF(S155<0,0,S155)","v":496.59612541085602},{"$f":"K155+H155","v":501.57553013085601},null,null,null,null,null,null,null,null,null,null,null,{"$f":"J155","v":0},501.57553013085601,{"$f":"+Q155","v":4.9794047199999998},{"$f":"(AI159+R159+AJ159)*W158","v":493.39071881149818},{"$f":"(AI155+R155+AJ155)*U154","v":498.37012353149817},{"$f":"IF(D155=\"Laguna\",IF(AG155>0,(AI155+R155)*AG154,\"\"),IF(D155=\"Cerrada\",IF(AG155>0,(AI155+R155)*AG154,\"\"),IF(AG155>0,(AI155+R155+AJ155)*AG154,\"\")))","v":""},{"$f":"SUM(AI155:AK155)","v":996.74024706299633},{"$f":"IF(AN154=\"\",\"\",$AM155*AN154)","v":996.74024706299633},"","","","","","","","","","","","",996.74024706299633,{"$f":"+U155","v":501.57553013085601},{"$f":"IF(D155=\"Laguna\",IF((BB155-AJ155)<0,0,BB155-AJ155),IF(D155=\"Cerrada\",IF((BB155-AJ155)<0,0,BB155-AJ155),IF((BB155-AK155)<0,0,BB155-AK155)))","v":3.2054065993578433},{"$f":"IF(AG155=0,\"\",IF(AG155-AL155<0,0,AG155-AL155))","v":""},{"$f":"IF(D155=\"Laguna\",0,IF(D155=\"Cerrada\",0,AJ155))","v":493.39071881149818},{"$f":"IF(T155-BE155<0,0,T155-BE155)","v":3.2054065993578433},{"$f":"IF(D155=\"Laguna\",IF(AI155+R155+AJ155=0,\"Infinito\",(I155+U155+AG155)/(AI155+R155)),IF(D155=\"Cerrada\",IF(AI155+R155+AJ155=0,\"Infinito\",(I155+U155+AG155)/(AI155+R155)),IF(AI155+R155+AJ155=0,\"Infinito\",(I155+U155+AG155)/(AI155+R155+AJ155))))","v":1.0064317792098854},{"$f":"IF(BG155<1.4,\"1\", IF(BG155<3,\"2\", IF(BG155<9,\"3\", \"4\")))","v":"1"},{"$f":"IF(BG155<1.4,\"ROJO\", IF(BG155<3,\"AMARILLO\", IF(BG155<9,\"VERDE\", \"AZUL\")))","v":"ROJO"},{"$f":"IF(BG155<1.4,\"Déficit\", IF(BG155<3,\"Equilibrio\", IF(BG155<9,\"Disponibilidad\", \"Abundante\")))","v":"Déficit"},{"$f":"IF(I155+U155+AG155<=0,0,I155+U155+AG155)","v":501.57553013085601},{"$f":"IF(D155=\"Laguna\",AI155+R155,IF(D155=\"Cerrada\",AI155+R155,AI155+R155+AJ155))","v":498.37012353149817},{"$f":"BK155/BL155","v":1.0064317792098854},{"$f":"IF(BM155-BG155=0,\"\",\"CHECAR\")","v":""}]
[null,null,null,null,null,null,null,null,null,null,null,null,null,null,null,null,null,null,null,null,{"$f":"IF(U157=0,\"\",U157/(SUM($U157:$AG157)))","v":1},"","","","","","","","","","","","",1,null,null,null,null,null,{"$f":"IF(U156=0,\"\",U156)","v":1},"","","","","","","","","","","","",1]
["II",{"$f":"A157","v":"II"},null,"III",null,null,null,{"$f":"C9","v":566.00599999999997},null,{"$f":"J9","v":0},{"$f":"I9","v":1.6067346267000002},567.61273462669999,{"$f":"H9","v":12.29255508},{"$f":"L9","v":0},{"$f":"K9","v":0},12.29255508,12.29255508,{"$f":"M9","v":0},{"$f":"L157-Q157-R157","v":555.32017954670005},{"$f":"IF(S157<0,0,S157)","v":555.32017954670005},{"$f":"K157+H157","v":567.61273462669999},null,null,null,null,null,null,null,null,null,null,null,{"$f":"J157","v":0},567.61273462669999,{"$f":"+Q157","v":12.29255508},{"$f":"(AI159+R159+AJ159)*V158","v":551.73572353266468},{"$f":"(AI157+R157+AJ157)*U156","v":564.02827861266474},{"$f":"IF(D157=\"Laguna\",IF(AG157>0,(AI157+R157)*AG156,\"\"),IF(D157=\"Cerrada\",IF(AG157>0,(AI157+R157)*AG156,\"\"),IF(AG157>0,(AI157+R157+AJ157)*AG156,\"\")))","v":""},{"$f":"SUM(AI157:AK157)","v":1128.0565572253295},{"$f":"IF(AN156=\"\",\"\",$AM157*AN156)","v":1128.0565572253295},"","","","","","","","","","","","",1128.0565572253295,{"$f":"+U157","v":567.61273462669999},{"$f":"IF(D157=\"Laguna\",IF((BB157-AJ157)<0,0,BB157-AJ157),IF(D157=\"Cerrada\",IF((BB157-AJ157)<0,0,BB157-AJ157),IF((BB157-AK157)<0,0,BB157-AK157)))","v":3.5844560140352542},{"$f":"IF(AG157=0,\"\",IF(AG157-AL157<0,0,AG157-AL157))","v":""},{"$f":"IF(D157=\"Laguna\",0,IF(D157=\"Cerrada\",0,AJ157))","v":551.73572353266468},{"$f":"IF(T157-BE157<0,0,T157-BE157)","v":3.5844560140353678},{"$f":"IF(D157=\"Laguna\",IF(AI157+R157+AJ157=0,\"Infinito\",(I157+U157+AG157)/(AI157+R157)),IF(D157=\"Cerrada\",IF(AI157+R157+AJ157=0,\"Infinito\",(I157+U157+AG157)/(AI157+R157)),IF(AI157+R157+AJ157=0,\"Infinito\",(I157+U157+AG157)/(AI157+R157+AJ157))))","v":1.00635509982381},{"$f":"IF(BG157<1.4,\"1\", IF(BG157<3,\"2\", IF(BG157<9,\"3\", \"4\")))","v":"1"},{"$f":"IF(BG157<1.4,\"ROJO\", IF(BG157<3,\"AMARILLO\", IF(BG157<9,\"VERDE\", \"AZUL\")))","v":"ROJO"},{"$f":"IF(BG157<1.4,\"Déficit\", IF(BG157<3,\"Equilibrio\", IF(BG157<9,\"Disponibilidad\", \"Abundante\")))","v":"Déficit"},{"$f":"IF(I157+U157+AG157<=0,0,I157+U157+AG157)","v":567.61273462669999},{"$f":"IF(D157=\"Laguna\",AI157+R157,IF(D157=\"Cerrada\",AI157+R157,AI157+R157+AJ157))","v":564.02827861266474},{"$f":"BK157/BL157","v":1.00635509982381},{"$f":"IF(BM157-BG157=0,\"\",\"CHECAR\")","v":""}]
[null,null,null,null,null,null,null,null,null,null,null,null,null,null,null,null,null,null,null,null,{"$f":"IF(U159=0,\"\",U159/(SUM($U159:$AG159)))","v":0.15808953614325677},{"$f":"IF(V159=0,\"\",V159/(SUM($U159:$AG159)))","v":0.4444553884636635},{"$f":"IF(W159=0,\"\",W159/(SUM($U159:$AG159)))","v":0.39745507539307962},"","","","","","","","","","",1,null,null,null,null,null,{"$f":"IF(U158=0,\"\",U158)","v":0.15808953614325677},0.4444553884636635,0.39745507539307962,"","","","","","","","","","",1]
["III",{"$f":"A159","v":"III"},"I y II","IV",null,null,null,{"$f":"C10","v":197.02532763985019},{"$f":"T155+T157","v":1051.9163049575561},{"$f":"J10","v":0},{"$f":"I10","v":0.4980051270000001},{"$f":"SUM(H159:K159)","v":1249.4396377244063},{"$f":"H10","v":5.3638015000000001},{"$f":"L10","v":125.345},{"$f":"K10","v":94.16773046817714},224.87653196817712,224.87653196817712,{"$f":"M10","v":26.381},{"$f":"L159-Q159-R159","v":998.18210575622913},{"$f":"IF(S159<0,0,S159)","v":998.18210575622913},{"$f":"K159+H159","v":197.52333276685019},{"$f":"T157","v":555.32017954670005},{"$f":"T155","v":496.59612541085602},null,null,null,null,null,null,null,null,null,{"$f":"J159","v":0},1249.4396377244063,{"$f":"+Q159","v":224.87653196817712},{"$f":"(AI161+R161+AJ161)*V160","v":990.1172783133095},{"$f":"(AI159+R159+AJ159)*U158","v":196.24836793732359},{"$f":"IF(D159=\"Laguna\",IF(AG159>0,(AI159+R159)*AG158,\"\"),IF(D159=\"Cerrada\",IF(AG159>0,(AI159+R159)*AG158,\"\"),IF(AG159>0,(AI159+R159+AJ159)*AG158,\"\")))","v":""},{"$f":"SUM(AI159:AK159)","v":1411.2421782188103},{"$f":"IF(AN158=\"\",\"\",$AM159*AN158)","v":223.10262134041102},627.234190536548,560.90536634185116,"","","","","","","","","","",1411.2421782188103,{"$f":"+U159","v":197.52333276685019},{"$f":"IF(D159=\"Laguna\",IF((BB159-AJ159)<0,0,BB159-AJ159),IF(D159=\"Cerrada\",IF((BB159-AJ159)<0,0,BB159-AJ159),IF((BB159-AK159)<0,0,BB159-AK159)))","v":1.2749648295265956},{"$f":"IF(AG159=0,\"\",IF(AG159-AL159<0,0,AG159-AL159))","v":""},{"$f":"IF(D159=\"Laguna\",0,IF(D159=\"Cerrada\",0,AJ159))","v":990.1172783133095},{"$f":"IF(T159-BE159<0,0,T159-BE159)","v":8.0648274429196363},{"$f":"IF(D159=\"Laguna\",IF(AI159+R159+AJ159=0,\"Infinito\",(I159+U159+AG159)/(AI159+R159)),IF(D159=\"Cerrada\",IF(AI159+R159+AJ159=0,\"Infinito\",(I159+U159+AG159)/(AI159+R159)),IF(AI159+R159+AJ159=0,\"Infinito\",(I159+U159+AG159)/(AI159+R159+AJ159))))","v":1.006496690102074},{"$f":"IF(BG159<1.4,\"1\", IF(BG159<3,\"2\", IF(BG159<9,\"3\", \"4\")))","v":"1"},{"$f":"IF(BG159<1.4,\"ROJO\", IF(BG159<3,\"AMARILLO\", IF(BG159<9,\"VERDE\", \"AZUL\")))","v":"ROJO"},{"$f":"IF(BG159<1.4,\"Déficit\", IF(BG159<3,\"Equilibrio\", IF(BG159<9,\"Disponibilidad\", \"Abundante\")))","v":"Déficit"},{"$f":"IF(I159+U159+AG159<=0,0,I159+U159+AG159)","v":1249.4396377244063},{"$f":"IF(D159=\"Laguna\",AI159+R159,IF(D159=\"Cerrada\",AI159+R159,AI159+R159+AJ159))","v":1241.3748102814866},{"$f":"BK159/BL159","v":1.006496690102074},{"$f":"IF(BM159-BG159=0,\"\",\"CHECAR\")","v":""}]
[null,null,null,null,null,null,null,null,null,null,null,null,null,null,null,null,null,null,null,null,{"$f":"IF(U161=0,\"\",U161/(SUM($U161:$AG161)))","v":0.10896058107592065},0.89103941892407934,"","","","","","","","","","","",1,null,null,null,null,null,{"$f":"IF(U160=0,\"\",U160)","v":0.10896058107592065},0.89103941892407934,"","","","","","","","","","","",1]
["IV",{"$f":"A161","v":"IV"},"III","V",null,null,null,{"$f":"C11","v":120.07823034497744},{"$f":"T159","v":998.18210575622913},{"$f":"J11","v":0},{"$f":"I11","v":1.9842732355200003},1120.2446093367266,{"$f":"H11","v":87.456117079999984},{"$f":"L11","v":0},{"$f":"K11","v":0},87.456117079999984,87.456117079999984,{"$f":"M11","v":0},{"$f":"L161-Q161-R161","v":1032.7884922567266},{"$f":"IF(S161<0,0,S161)","v":1032.7884922567266},{"$f":"K161+H161","v":122.06250358049745},{"$f":"T159","v":998.18210575622913},null,null,null,null,null,null,null,null,null,null,{"$f":"J161","v":0},1120.2446093367266,{"$f":"+Q161","v":87.456117079999984},{"$f":"(AI163+R163+AJ163)*V162","v":1023.737458967248},{"$f":"(AI161+R161+AJ161)*U160","v":121.07629773393835},{"$f":"IF(D161=\"Laguna\",IF(AG161>0,(AI161+R161)*AG160,\"\"),IF(D161=\"Cerrada\",IF(AG161>0,(AI161+R161)*AG160,\"\"),IF(AG161>0,(AI161+R161+AJ161)*AG160,\"\")))","v":""},{"$f":"SUM(AI161:AK161)","v":1232.2698737811863},{"$f":"IF(AN160=\"\",\"\",$AM161*AN160)","v":134.26884148954946},1098.0010322916369,"","","","","","","","","","","",1232.2698737811863,{"$f":"+U161","v":122.06250358049745},{"$f":"IF(D161=\"Laguna\",IF((BB161-AJ161)<0,0,BB161-AJ161),IF(D161=\"Cerrada\",IF((BB161-AJ161)<0,0,BB161-AJ161),IF((BB161-AK161)<0,0,BB161-AK161)))","v":0.98620584655910193},{"$f":"IF(AG161=0,\"\",IF(AG161-AL161<0,0,AG161-AL161))","v":""},{"$f":"IF(D161=\"Laguna\",0,IF(D161=\"Cerrada\",0,AJ161))","v":1023.737458967248},{"$f":"IF(T161-BE161<0,0,T161-BE161)","v":9.0510332894785961},{"$f":"IF(D161=\"Laguna\",IF(AI161+R161+AJ161=0,\"Infinito\",(I161+U161+AG161)/(AI161+R161)),IF(D161=\"Cerrada\",IF(AI161+R161+AJ161=0,\"Infinito\",(I161+U161+AG161)/(AI161+R161)),IF(AI161+R161+AJ161=0,\"Infinito\",(I161+U161+AG161)/(AI161+R161+AJ161))))","v":1.0081453254271637},{"$f":"IF(BG161<1.4,\"1\", IF(BG161<3,\"2\", IF(BG161<9,\"3\", \"4\")))","v":"1"},{"$f":"IF(BG161<1.4,\"ROJO\", IF(BG161<3,\"AMARILLO\", IF(BG161<9,\"VERDE\", \"AZUL\")))","v":"ROJO"},{"$f":"IF(BG161<1.4,\"Déficit\", IF(BG161<3,\"Equilibrio\", IF(BG161<9,\"Disponibilidad\", \"Abundante\")))","v":"Déficit"},{"$f":"IF(I161+U161+AG161<=0,0,I161+U161+AG161)","v":1120.2446093367266},{"$f":"IF(D161=\"Laguna\",AI161+R161,IF(D161=\"Cerrada\",AI161+R161,AI161+R161+AJ161))","v":1111.1935760472479},{"$f":"BK161/BL161","v":1.0081453254271637},{"$f":"IF(BM161-BG161=0,\"\",\"CHECAR\")","v":""}]
[null,null,null,null,null,null,null,null,null,null,null,null,null,null,null,null,null,null,null,null,{"$f":"IF(U163=0,\"\",U163/(SUM($U163:$AG163)))","v":6.0899293235560259E-2},{"$f":"IF(V163=0,\"\",V163/(SUM($U163:$AG163)))","v":0.93910070676443969},"","","","","","","","","","","",1,null,null,null,null,null,{"$f":"IF(U162=0,\"\",U162)","v":6.0899293235560259E-2},0.93910070676443969,"","","","","","","","","","","",1]
["V",{"$f":"A163","v":"V"},"IV","VI",null,null,null,{"$f":"C12","v":66.023579956204244},{"$f":"T161","v":1032.7884922567266},{"$f":"J12","v":0},{"$f":"I12","v":0.95122773716400022},1099.7632999500947,{"$f":"H12","v":8.4199806300000013},{"$f":"L12","v":40.408000000000001},{"$f":"K12","v":80.947314653084391},129.7752952830844,129.7752952830844,{"$f":"M12","v":0.96099999999999997},{"$f":"L163-Q163-R163","v":969.02700466701026},{"$f":"IF(S163<0,0,S163)","v":969.02700466701026},{"$f":"K163+H163","v":66.974807693368248},{"$f":"T161","v":1032.7884922567266},null,null,null,null,null,null,null,null,null,null,{"$f":"J163","v":0},1099.763299950095,{"$f":"+Q163","v":129.7752952830844},{"$f":"(AI165+R165+AJ165)*V164","v":959.38902524235118},{"$f":"(AI163+R163+AJ163)*U162","v":66.387861558187623},{"$f":"IF(D163=\"Laguna\",IF(AG163>0,(AI163+R163)*AG162,\"\"),IF(D163=\"Cerrada\",IF(AG163>0,(AI163+R163)*AG162,\"\"),IF(AG163>0,(AI163+R163+AJ163)*AG162,\"\")))","v":""},{"$f":"SUM(AI163:AK163)","v":1155.5521820836232},{"$f":"IF(AN162=\"\",\"\",$AM163*AN162)","v":70.372311185702088},1085.1798708979211,"","","","","","","","","","","",1155.5521820836232,{"$f":"+U163","v":66.974807693368248},{"$f":"IF(D163=\"Laguna\",IF((BB163-AJ163)<0,0,BB163-AJ163),IF(D163=\"Cerrada\",IF((BB163-AJ163)<0,0,BB163-AJ163),IF((BB163-AK163)<0,0,BB163-AK163)))","v":0.58694613518062511},{"$f":"IF(AG163=0,\"\",IF(AG163-AL163<0,0,AG163-AL163))","v":""},{"$f":"IF(D163=\"Laguna\",0,IF(D163=\"Cerrada\",0,AJ163))","v":959.38902524235118},{"$f":"IF(T163-BE163<0,0,T163-BE163)","v":9.6379794246590791},{"$f":"IF(D163=\"Laguna\",IF(AI163+R163+AJ163=0,\"Infinito\",(I163+U163+AG163)/(AI163+R163)),IF(D163=\"Cerrada\",IF(AI163+R163+AJ163=0,\"Infinito\",(I163+U163+AG163)/(AI163+R163)),IF(AI163+R163+AJ163=0,\"Infinito\",(I163+U163+AG163)/(AI163+R163+AJ163))))","v":1.0088411664633328},{"$f":"IF(BG163<1.4,\"1\", IF(BG163<3,\"2\", IF(BG163<9,\"3\", \"4\")))","v":"1"},{"$f":"IF(BG163<1.4,\"ROJO\", IF(BG163<3,\"AMARILLO\", IF(BG163<9,\"VERDE\", \"AZUL\")))","v":"ROJO"},{"$f":"IF(BG163<1.4,\"Déficit\", IF(BG163<3,\"Equilibrio\", IF(BG163<9,\"Disponibilidad\", \"Abundante\")))","v":"Déficit"},{"$f":"IF(I163+U163+AG163<=0,0,I163+U163+AG163)","v":1099.763299950095},{"$f":"IF(D163=\"Laguna\",AI163+R163,IF(D163=\"Cerrada\",AI163+R163,AI163+R163+AJ163))","v":1090.1253205254357},{"$f":"BK163/BL163","v":1.0088411664633328},{"$f":"IF(BM163-BG163=0,\"\",\"CHECAR\")","v":""}]
[null,null,null,null,null,null,null,null,null,null,null,null,null,null,null,null,null,null,null,null,{"$f":"IF(U165=0,\"\",U165/(SUM($U165:$AG165)))","v":1.9544025713766453E-3},0.99804559742862331,"","","","","","","","","","","",1,null,null,null,null,null,null,{"$f":"IF(V164=0,\"\",V164)","v":0.99804559742862331},"","","","","","","","","","",""]
["VI",{"$f":"A165","v":"VI"},"V","VII",null,null,null,{"$f":"C13","v":1.05},{"$f":"T163","v":969.02700466701026},{"$f":"J13","v":0},{"$f":"I13","v":0.84757749999999987},970.92458216701016,{"$f":"H13","v":71.224999999999994},{"$f":"L13","v":0},{"$f":"K13","v":0},71.224999999999994,71.224999999999994,{"$f":"M13","v":0},{"$f":"L165-Q165-R165","v":899.69958216701013},{"$f":"IF(S165<0,0,S165)","v":899.69958216701013},{"$f":"K165+H165","v":1.8975774999999999},{"$f":"T163","v":969.02700466701026},null,null,null,null,null,null,null,null,null,null,{"$f":"J165","v":0},970.92458216701027,{"$f":"+Q165","v":71.224999999999994},{"$f":"(AI167+R167+AJ167)*V166","v":890.04272936440236},{"$f":"(AI165+R165+AJ165)*U164","v":1.8787041220511771},{"$f":"IF(D165=\"Laguna\",IF(AG165>0,(AI165+R165)*AG164,\"\"),IF(D165=\"Cerrada\",IF(AG165>0,(AI165+R165)*AG164,\"\"),IF(AG165>0,(AI165+R165+AJ165)*AG164,\"\")))","v":""},{"$f":"SUM(AI165:AK165)","v":963.14643348645359},{"$f":"IF(AN164=\"\",\"\",$AM165*AN164)","v":""},961.26405762023535,"","","","","","","","","","","",{"$f":"SUM(AN165:AZ165)","v":961.26405762023535},{"$f":"+U165","v":1.8975774999999999},{"$f":"IF(D165=\"Laguna\",IF((BB165-AJ165)<0,0,BB165-AJ165),IF(D165=\"Cerrada\",IF((BB165-AJ165)<0,0,BB165-AJ165),IF((BB165-AK165)<0,0,BB165-AK165)))","v":1.8873377948822823E-2},{"$f":"IF(AG165=0,\"\",IF(AG165-AL165<0,0,AG165-AL165))","v":""},{"$f":"IF(D165=\"Laguna\",0,IF(D165=\"Cerrada\",0,AJ165))","v":890.04272936440236},{"$f":"IF(T165-BE165<0,0,T165-BE165)","v":9.6568528026077729},{"$f":"IF(D165=\"Laguna\",IF(AI165+R165+AJ165=0,\"Infinito\",(I165+U165+AG165)/(AI165+R165)),IF(D165=\"Cerrada\",IF(AI165+R165+AJ165=0,\"Infinito\",(I165+U165+AG165)/(AI165+R165)),IF(AI165+R165+AJ165=0,\"Infinito\",(I165+U165+AG165)/(AI165+R165+AJ165))))","v":1.0100459554686112},{"$f":"IF(BG165<1.4,\"1\", IF(BG165<3,\"2\", IF(BG165<9,\"3\", \"4\")))","v":"1"},{"$f":"IF(BG165<1.4,\"ROJO\", IF(BG165<3,\"AMARILLO\", IF(BG165<9,\"VERDE\", \"AZUL\")))","v":"ROJO"},{"$f":"IF(BG165<1.4,\"Déficit\", IF(BG165<3,\"Equilibrio\", IF(BG165<9,\"Disponibilidad\", \"Abundante\")))","v":"Déficit"},{"$f":"IF(I165+U165+AG165<=0,0,I165+U165+AG165)","v":970.92458216701027},{"$f":"IF(D165=\"Laguna\",AI165+R165,IF(D165=\"Cerrada\",AI165+R165,AI165+R165+AJ165))","v":961.26772936440238},{"$f":"BK165/BL165","v":1.0100459554686112},{"$f":"IF(BM165-BG165=0,\"\",\"CHECAR\")","v":""}]
[null,null,null,null,null,null,null,null,null,null,null,null,null,null,null,null,null,null,null,null,{"$f":"IF(U167=0,\"\",U167/(SUM($U167:$AG167)))","v":3.2835799493881684E-2},0.96716420050611829,"","","","","","","","","","","",1,null,null,null,null,null,null,{"$f":"IF(V166=0,\"\",V166)","v":0.96716420050611829},"","","","","","","","","","",""]
["VII",{"$f":"A167","v":"VII"},"VI","IX",null,null,null,{"$f":"C14","v":3.0419999999999998},{"$f":"T165","v":899.69958216701013},{"$f":"J14","v":0},{"$f":"I14","v":27.503335600000003},930.24491776701018,{"$f":"H14","v":918.12487600000009},{"$f":"L14","v":0},{"$f":"K14","v":0},918.12487600000009,918.12487600000009,{"$f":"M14","v":0},{"$f":"L167-Q167-R167","v":12.120041767010093},{"$f":"IF(S167<0,0,S167)","v":12.120041767010093},{"$f":"K167+H167","v":30.545335600000001},{"$f":"T165","v":899.69958216701013},null,null,null,null,null,null,null,null,null,null,{"$f":"J167","v":0},930.24491776701018,{"$f":"+Q167","v":918.12487600000009},{"$f":"(AI171+R171)*V170","v":2.1353330716775591},{"$f":"(AI167+R167+AJ167)*U166","v":30.217479707275245},{"$f":"IF(D167=\"Laguna\",IF(AG167>0,(AI167+R167)*AG166,\"\"),IF(D167=\"Cerrada\",IF(AG167>0,(AI167+R167)*AG166,\"\"),IF(AG167>0,(AI167+R167+AJ167)*AG166,\"\")))","v":""},{"$f":"SUM(AI167:AK167)","v":950.47768877895294},{"$f":"IF(AN166=\"\",\"\",$AM167*AN166)","v":""},919.26799396679917,"","","","","","","","","","","",{"$f":"SUM(AN167:AZ167)","v":919.26799396679917},{"$f":"+U167","v":30.545335600000001},{"$f":"IF(D167=\"Laguna\",IF((BB167-AJ167)<0,0,BB167-AJ167),IF(D167=\"Cerrada\",IF((BB167-AJ167)<0,0,BB167-AJ167),IF((BB167-AK167)<0,0,BB167-AK167)))","v":0.3278558927247559},{"$f":"IF(AG167=0,\"\",IF(AG167-AL167<0,0,AG167-AL167))","v":""},{"$f":"IF(D167=\"Laguna\",0,IF(D167=\"Cerrada\",0,AJ167))","v":2.1353330716775591},{"$f":"IF(T167-BE167<0,0,T167-BE167)","v":9.9847086953325341},{"$f":"IF(D167=\"Laguna\",IF(AI167+R167+AJ167=0,\"Infinito\",(I167+U167+AG167)/(AI167+R167)),IF(D167=\"Cerrada\",IF(AI167+R167+AJ167=0,\"Infinito\",(I167+U167+AG167)/(AI167+R167)),IF(AI167+R167+AJ167=0,\"Infinito\",(I167+U167+AG167)/(AI167+R167+AJ167))))","v":1.0108498754992403},{"$f":"IF(BG167<1.4,\"1\", IF(BG167<3,\"2\", IF(BG167<9,\"3\", \"4\")))","v":"1"},{"$f":"IF(BG167<1.4,\"ROJO\", IF(BG167<3,\"AMARILLO\", IF(BG167<9,\"VERDE\", \"AZUL\")))","v":"ROJO"},{"$f":"IF(BG167<1.4,\"Déficit\", IF(BG167<3,\"Equilibrio\", IF(BG167<9,\"Disponibilidad\", \"Abundante\")))","v":"Déficit"},{"$f":"IF(I167+U167+AG167<=0,0,I167+U167+AG167)","v":930.24491776701018},{"$f":"IF(D167=\"Laguna\",AI167+R167,IF(D167=\"Cerrada\",AI167+R167,AI167+R167+AJ167))","v":920.26020907167765},{"$f":"BK167/BL167","v":1.0108498754992403},{"$f":"IF(BM167-BG167=0,\"\",\"CHECAR\")","v":""}]
[null,null,null,null,null,null,null,null,null,null,null,null,null,null,null,null,null,null,null,null,{"$f":"IF(U169=0,\"\",U169/(SUM($U169:$AG169)))","v":1},"","","","","","","","","","","","",1,null,null,null,null,null,{"$f":"IF(U168=0,\"\",U168)","v":1},"","","","","","","","","","","",""]
["VIII",{"$f":"A169","v":"VIII"},null,"Cerrada",null,null,null,{"$f":"C15","v":4.6950000000000003},null,{"$f":"J15","v":0},{"$f":"I15","v":0},4.6950000000000003,{"$f":"H15","v":4.5624999999999997E-3},{"$f":"L15","v":0},{"$f":"K15","v":0},4.5624999999999997E-3,4.5624999999999997E-3,{"$f":"M15","v":0},{"$f":"L169-Q169-R169","v":4.6904375000000007},{"$f":"IF(S169<0,0,S169)","v":4.6904375000000007},{"$f":"K169+H169","v":4.6950000000000003},null,null,null,null,null,null,null,null,null,null,null,{"$f":"J169","v":0},4.6950000000000003,{"$f":"+Q169","v":4.5624999999999997E-3},{"$f":"(AI169+R169)*U168","v":4.5624999999999997E-3},null,{"$f":"IF(D169=\"Laguna\",IF(AG169>0,(AI169+R169)*AG168,\"\"),IF(D169=\"Cerrada\",IF(AG169>0,(AI169+R169)*AG168,\"\"),IF(AG169>0,(AI169+R169+AJ169)*AG168,\"\")))","v":""},{"$f":"SUM(AI169:AK169)","v":9.1249999999999994E-3},{"$f":"IF(AN168=\"\",\"\",$AM169*AN168)","v":9.1249999999999994E-3},"","","","","","","","","","","","",{"$f":"SUM(AN169:AZ169)","v":9.1249999999999994E-3},{"$f":"+U169","v":4.6950000000000003},{"$f":"IF(D169=\"Laguna\",IF((BB169-AJ169)<0,0,BB169-AJ169),IF(D169=\"Cerrada\",IF((BB169-AJ169)<0,0,BB169-AJ169),IF((BB169-AK169)<0,0,BB169-AK169)))","v":4.6904375000000007},{"$f":"IF(AG169=0,\"\",IF(AG169-AL169<0,0,AG169-AL169))","v":""},{"$f":"IF(D169=\"Laguna\",0,IF(D169=\"Cerrada\",0,AJ169))","v":0},{"$f":"IF(T169-BE169<0,0,T169-BE169)","v":4.6904375000000007},{"$f":"IF(D169=\"Laguna\",IF(AI169+R169+AJ169=0,\"Infinito\",(I169+U169+AG169)/(AI169+R169)),IF(D169=\"Cerrada\",IF(AI169+R169+AJ169=0,\"Infinito\",(I169+U169+AG169)/(AI169+R169)),IF(AI169+R169+AJ169=0,\"Infinito\",(I169+U169+AG169)/(AI169+R169+AJ169))))","v":1029.041095890411},{"$f":"IF(BG169<1.4,\"1\", IF(BG169<3,\"2\", IF(BG169<9,\"3\", \"4\")))","v":"4"},{"$f":"IF(BG169<1.4,\"ROJO\", IF(BG169<3,\"AMARILLO\", IF(BG169<9,\"VERDE\", \"AZUL\")))","v":"AZUL"},{"$f":"IF(BG169<1.4,\"Déficit\", IF(BG169<3,\"Equilibrio\", IF(BG169<9,\"Disponibilidad\", \"Abundante\")))","v":"Abundante"},{"$f":"IF(I169+U169+AG169<=0,0,I169+U169+AG169)","v":4.6950000000000003},{"$f":"IF(D169=\"Laguna\",AI169+R169,IF(D169=\"Cerrada\",AI169+R169,AI169+R169+AJ169))","v":4.5624999999999997E-3},{"$f":"BK169/BL169","v":1029.041095890411},{"$f":"IF(BM169-BG169=0,\"\",\"CHECAR\")","v":""}]
[null,null,null,null,null,null,null,null,null,null,null,null,null,null,null,null,null,null,null,null,{"$f":"IF(U171=0,\"\",U171/(SUM($U171:$AG171)))","v":6.6429626761101881E-2},0.93357037323889813,"","","","","","","","","","","",{"$f":"SUM(U170:AG170)","v":1},null,null,null,null,null,{"$f":"IF(U170=0,\"\",U170)","v":6.6429626761101881E-2},0.93357037323889813,"","","","","","","","","","","",{"$f":"SUM(AN170:AZ170)","v":1}]
["IX",{"$f":"A171","v":"IX"},"VII","Laguna",null,null,null,{"$f":"C16","v":0.57099999999999995},{"$f":"T167","v":12.120041767010093},{"$f":"J16","v":0},{"$f":"I16","v":0.29142009600000002},{"$f":"SUM(H171:K171)","v":12.982461863010093},{"$f":"H16","v":2.2872759600000001},{"$f":"L16","v":0},{"$f":"K16","v":0},{"$f":"SUM(M171:O171)","v":2.2872759600000001},{"$f":"+P171","v":2.2872759600000001},{"$f":"M16","v":0},{"$f":"L171-Q171-R171","v":10.695185903010092},{"$f":"IF(S171<0,0,S171)","v":10.695185903010092},{"$f":"K171+H171","v":0.86242009599999991},{"$f":"T167","v":12.120041767010093},null,null,null,null,null,null,null,null,null,null,{"$f":"J171","v":0},{"$f":"SUM(U171:AG171)","v":12.982461863010093},{"$f":"+Q171","v":2.2872759600000001},{"$f":"(AI171+R171)*U170","v":0.15194288832244102},null,{"$f":"IF(D171=\"Laguna\",IF(AG171>0,(AI171+R171)*AG170,\"\"),IF(D171=\"Cerrada\",IF(AG171>0,(AI171+R171)*AG170,\"\"),IF(AG171>0,(AI171+R171+AJ171)*AG170,\"\")))","v":""},{"$f":"SUM(AI171:AK171)","v":2.4392188483224411},{"$f":"IF(AN170=\"\",\"\",$AM171*AN170)","v":0.16203639768270453},2.2771824506397365,"","","","","","","","","","","",{"$f":"SUM(AN171:AZ171)","v":2.4392188483224411},{"$f":"+U171","v":0.86242009599999991},{"$f":"IF(D171=\"Laguna\",IF((BB171-AJ171)<0,0,BB171-AJ171),IF(D171=\"Cerrada\",IF((BB171-AJ171)<0,0,BB171-AJ171),IF((BB171-AK171)<0,0,BB171-AK171)))","v":0.71047720767755895},{"$f":"IF(AG171=0,\"\",IF(AG171-AL171<0,0,AG171-AL171))","v":""},{"$f":"IF(D171=\"Laguna\",0,IF(D171=\"Cerrada\",0,AJ171))","v":0},{"$f":"IF(T171-BE171<0,0,T171-BE171)","v":10.695185903010092},{"$f":"IF(D171=\"Laguna\",IF(AI171+R171+AJ171=0,\"Infinito\",(I171+U171+AG171)/(AI171+R171)),IF(D171=\"Cerrada\",IF(AI171+R171+AJ171=0,\"Infinito\",(I171+U171+AG171)/(AI171+R171)),IF(AI171+R171+AJ171=0,\"Infinito\",(I171+U171+AG171)/(AI171+R171+AJ171))))","v":5.6759490721924486},{"$f":"IF(BG171<1.4,\"1\", IF(BG171<3,\"2\", IF(BG171<9,\"3\", \"4\")))","v":"3"},{"$f":"IF(BG171<1.4,\"ROJO\", IF(BG171<3,\"AMARILLO\", IF(BG171<9,\"VERDE\", \"AZUL\")))","v":"VERDE"},{"$f":"IF(BG171<1.4,\"Déficit\", IF(BG171<3,\"Equilibrio\", IF(BG171<9,\"Disponibilidad\", \"Abundante\")))","v":"Disponibilidad"},{"$f":"IF(I171+U171+AG171<=0,0,I171+U171+AG171)","v":12.982461863010093},{"$f":"IF(D171=\"Laguna\",AI171+R171,IF(D171=\"Cerrada\",AI171+R171,AI171+R171+AJ171))","v":2.2872759600000001},{"$f":"BK171/BL171","v":5.6759490721924486},{"$f":"IF(BM171-BG171=0,\"\",\"CHECAR\")","v":""}]
[]
[null,null,null,null,null,null,null,null,null,null,null,null,null,null,null,null,null,null,null,null,null,null,null,null,null,null,null,null,null,null,null,null,null,null,null,null,null,null,null,null,null,null,null,null,null,null,null,null,null,null,null,null,null,"Cuenca o RH","SDxx   ",null,"Ab   "]
[null,null,null,null,null,null,null,null,null,null,null,null,null,null,null,null,null,null,null,null,null,null,null,null,null,null,null,null,null,null,null,null,null,null,null,null,null,"Comprobación  ",null,null,null,null,null,null,null,null,null,null,null,null,null,null,null,"RH 36A",{"$f":"SUM(BC155:BD171)-SUM(BC169:BD169)","v":10.695185903010557},"Mm3",{"$f":"T171","v":10.695185903010092},"Mm3"]
[]
[]
[]
["No LINEA","CUENCA O REGION","CONEXION",null,null,null,null,"OFERTA  POTENCIAL",null,null,null,null,"DEMANDA CONSUNTIVA",null,null,null,null,null,null,null,"OFERTA REAL",null,null,null,null,null,null,null,null,null,null,null,null,null,"EXTRACC Y VOLS RESERV PARA A ABAJO",null,null,null,null,null,null,null,null,null,null,null,null,null,null,null,null,null,null,"POR CUENCA PROPIA",null,null,"A LA SAL. DEL C PRINCIPAL",null,"DISPONIBILIDAD RELATIVA",null,null,null,"OFERTA - DEMANDA"]
[null,"HIDROLOGICA","DE ","HACIA",null,null,null,"Cp","Cp A Arriba","Im","R","TOTAL","Uc","Ev","Ex","TOTAL","TOTAL ACUM.","Dv","Ab","Ab","Cp","Ar1","Ar2","Ar3","Ar4","Ar5","Ar6","Ar7","Ar8","Ar9","Ar10","Ar11","Im","TOTAL","Uc","Re1","Re2","RImp","TOTAL","para Cp","para Ar1","para Ar2","para Ar3","para Ar4","para Ar5","para Ar6","para Ar7","para Ar8","para Ar9","para Ar10","para Ar11","para Im","TOTAL","RESERVADO","DISPONIBLE","DImp","RESERVADO","DISPONIBLE","INDICE","CLAVE","COLOR",null,"OFERTA","DEMANDA","Indice"]
["Cuenca Río Aguanaval"]
[null,null,null,null,null,null,null,null,null,null,null,null,null,null,null,null,null,null,null,null,{"$f":"IF(U182=0,\"\",U182/(SUM($U182:$AG182)))","v":1},"","","","","","","","","","","","",{"$f":"SUM(U181:AG181)","v":1},null,null,null,null,null,{"$f":"IF(U181=0,\"\",U181)","v":1},"","","","","","","","","","","","",{"$f":"SUM(AN181:AZ181)","v":1}]
["I",{"$f":"A182","v":"I"},null,"III",null,null,null,{"$f":"C17","v":10.472604885186506},null,{"$f":"J17","v":0},{"$f":"I17","v":8.6268750000000005E-2},{"$f":"SUM(H182:K182)","v":10.558873635186506},{"$f":"H17","v":0.11502499999999999},{"$f":"L17","v":4.0860000000000003},{"$f":"K17","v":0},{"$f":"SUM(M182:O182)","v":4.2010250000000005},{"$f":"+P182","v":4.2010250000000005},{"$f":"M17","v":-8.5999999999999993E-2},{"$f":"L182-Q182-R182","v":6.4438486351865061},{"$f":"IF(S182<0,0,S182)","v":6.4438486351865061},{"$f":"K182+H182","v":10.558873635186506},null,null,null,null,null,null,null,null,null,null,null,{"$f":"J182","v":0},10.558873635186506,{"$f":"+Q182","v":4.2010250000000005},{"$f":"(AI186+R186+AJ186)*V185","v":4.6491715731533594},{"$f":"(AI182+R182+AJ182)*U181","v":8.7641965731533595},{"$f":"IF(D182=\"Laguna\",IF(AG182>0,(AI182+R182)*AG181,\"\"),IF(D182=\"Cerrada\",IF(AG182>0,(AI182+R182)*AG181,\"\"),IF(AG182>0,(AI182+R182+AJ182)*AG181,\"\")))","v":""},{"$f":"SUM(AI182:AK182)","v":17.614393146306718},{"$f":"IF(AN181=\"\",\"\",$AM182*AN181)","v":17.614393146306718},"","","","","","","","","","","","",17.614393146306718,{"$f":"+U182","v":10.558873635186506},{"$f":"IF(D182=\"Laguna\",IF((BB182-AJ182)<0,0,BB182-AJ182),IF(D182=\"Cerrada\",IF((BB182-AJ182)<0,0,BB182-AJ182),IF((BB182-AK182)<0,0,BB182-AK182)))","v":1.7946770620331467},{"$f":"IF(AG182=0,\"\",IF(AG182-AL182<0,0,AG182-AL182))","v":""},{"$f":"IF(D182=\"Laguna\",0,IF(D182=\"Cerrada\",0,AJ182))","v":4.6491715731533594},{"$f":"IF(T182-BE182<0,0,T182-BE182)","v":1.7946770620331467},{"$f":"IF(D182=\"Laguna\",IF(AI182+R182+AJ182=0,\"Infinito\",(I182+U182+AG182)/(AI182+R182)),IF(D182=\"Cerrada\",IF(AI182+R182+AJ182=0,\"Infinito\",(I182+U182+AG182)/(AI182+R182)),IF(AI182+R182+AJ182=0,\"Infinito\",(I182+U182+AG182)/(AI182+R182+AJ182))))","v":1.2047737116635007},{"$f":"IF(BG182<1.4,\"1\", IF(BG182<3,\"2\", IF(BG182<9,\"3\", \"4\")))","v":"1"},{"$f":"IF(BG182<1.4,\"ROJO\", IF(BG182<3,\"AMARILLO\", IF(BG182<9,\"VERDE\", \"AZUL\")))","v":"ROJO"},{"$f":"IF(BG182<1.4,\"Déficit\", IF(BG182<3,\"Equilibrio\", IF(BG182<9,\"Disponibilidad\", \"Abundante\")))","v":"Déficit"},{"$f":"IF(I182+U182+AG182<=0,0,I182+U182+AG182)","v":10.558873635186506},{"$f":"IF(D182=\"Laguna\",AI182+R182,IF(D182=\"Cerrada\",AI182+R182,AI182+R182+AJ182))","v":8.7641965731533595},{"$f":"BK182/BL182","v":1.2047737116635007},{"$f":"IF(BM182-BG182=0,\"\",\"CHECAR\")","v":""}]
[null,null,null,null,null,null,null,null,null,null,null,null,null,null,null,null,null,null,null,null,{"$f":"IF(U184=0,\"\",U184/(SUM($U184:$AG184)))","v":1},"","","","","","","","","","","","",1,null,null,null,null,null,{"$f":"IF(U183=0,\"\",U183)","v":1},"","","","","","","","","","","","",1]
["II",{"$f":"A184","v":"II"},null,"III",null,null,null,{"$f":"C18","v":40.968000000000004},null,{"$f":"J18","v":0},{"$f":"I18","v":0},40.968000000000004,{"$f":"H18","v":7.8362000000000001E-2},{"$f":"L18","v":8.8559999999999999},{"$f":"K18","v":0},8.9343620000000001,8.9343620000000001,{"$f":"M18","v":1.286},{"$f":"L184-Q184-R184","v":30.747638000000002},{"$f":"IF(S184<0,0,S184)","v":30.747638000000002},{"$f":"K184+H184","v":40.968000000000004},null,null,null,null,null,null,null,null,null,null,null,{"$f":"J184","v":0},40.968000000000004,{"$f":"+Q184","v":8.9343620000000001},{"$f":"(AI186+R186+AJ186)*W185","v":22.184109625205767},{"$f":"(AI184+R184+AJ184)*U183","v":32.404471625205765},{"$f":"IF(D184=\"Laguna\",IF(AG184>0,(AI184+R184)*AG183,\"\"),IF(D184=\"Cerrada\",IF(AG184>0,(AI184+R184)*AG183,\"\"),IF(AG184>0,(AI184+R184+AJ184)*AG183,\"\")))","v":""},{"$f":"SUM(AI184:AK184)","v":63.522943250411529},{"$f":"IF(AN183=\"\",\"\",$AM184*AN183)","v":63.522943250411529},"","","","","","","","","","","","",63.522943250411529,{"$f":"+U184","v":40.968000000000004},{"$f":"IF(D184=\"Laguna\",IF((BB184-AJ184)<0,0,BB184-AJ184),IF(D184=\"Cerrada\",IF((BB184-AJ184)<0,0,BB184-AJ184),IF((BB184-AK184)<0,0,BB184-AK184)))","v":8.5635283747942381},{"$f":"IF(AG184=0,\"\",IF(AG184-AL184<0,0,AG184-AL184))","v":""},{"$f":"IF(D184=\"Laguna\",0,IF(D184=\"Cerrada\",0,AJ184))","v":22.184109625205767},{"$f":"IF(T184-BE184<0,0,T184-BE184)","v":8.5635283747942346},{"$f":"IF(D184=\"Laguna\",IF(AI184+R184+AJ184=0,\"Infinito\",(I184+U184+AG184)/(AI184+R184)),IF(D184=\"Cerrada\",IF(AI184+R184+AJ184=0,\"Infinito\",(I184+U184+AG184)/(AI184+R184)),IF(AI184+R184+AJ184=0,\"Infinito\",(I184+U184+AG184)/(AI184+R184+AJ184))))","v":1.2642699585983408},{"$f":"IF(BG184<1.4,\"1\", IF(BG184<3,\"2\", IF(BG184<9,\"3\", \"4\")))","v":"1"},{"$f":"IF(BG184<1.4,\"ROJO\", IF(BG184<3,\"AMARILLO\", IF(BG184<9,\"VERDE\", \"AZUL\")))","v":"ROJO"},{"$f":"IF(BG184<1.4,\"Déficit\", IF(BG184<3,\"Equilibrio\", IF(BG184<9,\"Disponibilidad\", \"Abundante\")))","v":"Déficit"},{"$f":"IF(I184+U184+AG184<=0,0,I184+U184+AG184)","v":40.968000000000004},{"$f":"IF(D184=\"Laguna\",AI184+R184,IF(D184=\"Cerrada\",AI184+R184,AI184+R184+AJ184))","v":32.404471625205765},{"$f":"BK184/BL184","v":1.2642699585983408},{"$f":"IF(BM184-BG184=0,\"\",\"CHECAR\")","v":""}]
[null,null,null,null,null,null,null,null,null,null,null,null,null,null,null,null,null,null,null,null,{"$f":"IF(U186=0,\"\",U186/(SUM($U186:$AG186)))","v":0.67994558022229878},5.5453073341756365E-2,0.26460134643594485,"","","","","","","","","","",1,null,null,null,null,null,{"$f":"IF(U185=0,\"\",U185)","v":0.67994558022229878},5.5453073341756365E-2,0.26460134643594485,"","","","","","","","","","",1]
["III",{"$f":"A186","v":"III"},"I y II","IV",null,null,null,{"$f":"C19","v":75.765000000000001},{"$f":"T182+T184","v":37.191486635186507},{"$f":"J19","v":0},{"$f":"I19","v":3.2471473000000004},116.2036339351865,{"$f":"H19","v":41.331676999999999},{"$f":"L19","v":5.9450000000000003},{"$f":"K19","v":0},47.276676999999999,47.276676999999999,{"$f":"M19","v":-9.9000000000000005E-2},{"$f":"L186-Q186-R186","v":69.0259569351865},{"$f":"IF(S186<0,0,S186)","v":69.0259569351865},{"$f":"K186+H186","v":79.012147299999995},{"$f":"T182","v":6.4438486351865061},{"$f":"T184","v":30.747638000000002},null,null,null,null,null,null,null,null,null,{"$f":"J186","v":0},116.2036339351865,{"$f":"+Q186","v":47.276676999999999},{"$f":"(AI188+R188+AJ188)*V187","v":36.662068806343193},{"$f":"(AI186+R186+AJ186)*U185","v":57.006464607984057},{"$f":"IF(D186=\"Laguna\",IF(AG186>0,(AI186+R186)*AG185,\"\"),IF(D186=\"Cerrada\",IF(AG186>0,(AI186+R186)*AG185,\"\"),IF(AG186>0,(AI186+R186+AJ186)*AG185,\"\")))","v":""},{"$f":"SUM(AI186:AK186)","v":140.94521041432725},{"$f":"IF(AN185=\"\",\"\",$AM186*AN185)","v":95.835072874723735},7.8158450902749719,37.294292449328545,"","","","","","","","","","",140.94521041432725,{"$f":"+U186","v":79.012147299999995},{"$f":"IF(D186=\"Laguna\",IF((BB186-AJ186)<0,0,BB186-AJ186),IF(D186=\"Cerrada\",IF((BB186-AJ186)<0,0,BB186-AJ186),IF((BB186-AK186)<0,0,BB186-AK186)))","v":22.005682692015938},{"$f":"IF(AG186=0,\"\",IF(AG186-AL186<0,0,AG186-AL186))","v":""},{"$f":"IF(D186=\"Laguna\",0,IF(D186=\"Cerrada\",0,AJ186))","v":36.662068806343193},{"$f":"IF(T186-BE186<0,0,T186-BE186)","v":32.363888128843307},{"$f":"IF(D186=\"Laguna\",IF(AI186+R186+AJ186=0,\"Infinito\",(I186+U186+AG186)/(AI186+R186)),IF(D186=\"Cerrada\",IF(AI186+R186+AJ186=0,\"Infinito\",(I186+U186+AG186)/(AI186+R186)),IF(AI186+R186+AJ186=0,\"Infinito\",(I186+U186+AG186)/(AI186+R186+AJ186))))","v":1.3860208283980116},{"$f":"IF(BG186<1.4,\"1\", IF(BG186<3,\"2\", IF(BG186<9,\"3\", \"4\")))","v":"1"},{"$f":"IF(BG186<1.4,\"ROJO\", IF(BG186<3,\"AMARILLO\", IF(BG186<9,\"VERDE\", \"AZUL\")))","v":"ROJO"},{"$f":"IF(BG186<1.4,\"Déficit\", IF(BG186<3,\"Equilibrio\", IF(BG186<9,\"Disponibilidad\", \"Abundante\")))","v":"Déficit"},{"$f":"IF(I186+U186+AG186<=0,0,I186+U186+AG186)","v":116.2036339351865},{"$f":"IF(D186=\"Laguna\",AI186+R186,IF(D186=\"Cerrada\",AI186+R186,AI186+R186+AJ186))","v":83.839745806343188},{"$f":"BK186/BL186","v":1.3860208283980116},{"$f":"IF(BM186-BG186=0,\"\",\"CHECAR\")","v":""}]
[null,null,null,null,null,null,null,null,null,null,null,null,null,null,null,null,null,null,null,null,{"$f":"IF(U188=0,\"\",U188/(SUM($U188:$AG188)))","v":0.55056008674659407},0.44943991325340593,"","","","","","","","","","","",1,null,null,null,null,null,{"$f":"IF(U187=0,\"\",U187)","v":0.55056008674659407},0.44943991325340593,"","","","","","","","","","","",1]
["IV",{"$f":"A188","v":"IV"},"III","V",null,null,null,{"$f":"C20","v":81.835999999999999},{"$f":"T186","v":69.0259569351865},{"$f":"J20","v":0},{"$f":"I20","v":2.7202125599999998},153.58216949518649,{"$f":"H20","v":34.002656999999999},{"$f":"L20","v":0},{"$f":"K20","v":0},34.002656999999999,34.002656999999999,{"$f":"M20","v":0},{"$f":"L188-Q188-R188","v":119.57951249518649},{"$f":"IF(S188<0,0,S188)","v":119.57951249518649},{"$f":"K188+H188","v":84.556212559999992},{"$f":"T186","v":69.0259569351865},null,null,null,null,null,null,null,null,null,null,{"$f":"J188","v":0},153.58216949518649,{"$f":"+Q188","v":34.002656999999999},{"$f":"(AI190+R190+AJ190)*V189","v":47.570135547403694},{"$f":"(AI188+R188+AJ188)*U187","v":44.910723741060501},{"$f":"IF(D188=\"Laguna\",IF(AG188>0,(AI188+R188)*AG187,\"\"),IF(D188=\"Cerrada\",IF(AG188>0,(AI188+R188)*AG187,\"\"),IF(AG188>0,(AI188+R188+AJ188)*AG187,\"\")))","v":""},{"$f":"SUM(AI188:AK188)","v":126.48351628846419},{"$f":"IF(AN187=\"\",\"\",$AM188*AN187)","v":69.636775699791087},56.8467405886731,"","","","","","","","","","","",126.48351628846419,{"$f":"+U188","v":84.556212559999992},{"$f":"IF(D188=\"Laguna\",IF((BB188-AJ188)<0,0,BB188-AJ188),IF(D188=\"Cerrada\",IF((BB188-AJ188)<0,0,BB188-AJ188),IF((BB188-AK188)<0,0,BB188-AK188)))","v":39.645488818939491},{"$f":"IF(AG188=0,\"\",IF(AG188-AL188<0,0,AG188-AL188))","v":""},{"$f":"IF(D188=\"Laguna\",0,IF(D188=\"Cerrada\",0,AJ188))","v":47.570135547403694},{"$f":"IF(T188-BE188<0,0,T188-BE188)","v":72.009376947782798},{"$f":"IF(D188=\"Laguna\",IF(AI188+R188+AJ188=0,\"Infinito\",(I188+U188+AG188)/(AI188+R188)),IF(D188=\"Cerrada\",IF(AI188+R188+AJ188=0,\"Infinito\",(I188+U188+AG188)/(AI188+R188)),IF(AI188+R188+AJ188=0,\"Infinito\",(I188+U188+AG188)/(AI188+R188+AJ188))))","v":1.8827621894387963},{"$f":"IF(BG188<1.4,\"1\", IF(BG188<3,\"2\", IF(BG188<9,\"3\", \"4\")))","v":"2"},{"$f":"IF(BG188<1.4,\"ROJO\", IF(BG188<3,\"AMARILLO\", IF(BG188<9,\"VERDE\", \"AZUL\")))","v":"AMARILLO"},{"$f":"IF(BG188<1.4,\"Déficit\", IF(BG188<3,\"Equilibrio\", IF(BG188<9,\"Disponibilidad\", \"Abundante\")))","v":"Equilibrio"},{"$f":"IF(I188+U188+AG188<=0,0,I188+U188+AG188)","v":153.58216949518649},{"$f":"IF(D188=\"Laguna\",AI188+R188,IF(D188=\"Cerrada\",AI188+R188,AI188+R188+AJ188))","v":81.572792547403694},{"$f":"BK188/BL188","v":1.8827621894387963},{"$f":"IF(BM188-BG188=0,\"\",\"CHECAR\")","v":""}]
[null,null,null,null,null,null,null,null,null,null,null,null,null,null,null,null,null,null,null,null,{"$f":"IF(U190=0,\"\",U190/(SUM($U190:$AG190)))","v":0.31982754465662844},0.68017245534337145,"","","","","","","","","","","",0.99999999999999989,null,null,null,null,null,{"$f":"IF(U189=0,\"\",U189)","v":0.31982754465662844},0.68017245534337145,"","","","","","","","","","","",0.99999999999999989]
["V",{"$f":"A190","v":"V"},"IV","VI",null,null,null,{"$f":"C21","v":53.136000000000003},{"$f":"T188","v":119.57951249518649},{"$f":"J21","v":0},{"$f":"I21","v":3.0921250470000001},175.80763754218648,{"$f":"H21","v":29.822613969999999},{"$f":"L21","v":0},{"$f":"K21","v":0},29.822613969999999,29.822613969999999,{"$f":"M21","v":0},{"$f":"L190-Q190-R190","v":145.98502357218649},{"$f":"IF(S190<0,0,S190)","v":145.98502357218649},{"$f":"K190+H190","v":56.228125047000006},{"$f":"T188","v":119.57951249518649},null,null,null,null,null,null,null,null,null,null,{"$f":"J190","v":0},175.80763754218651,{"$f":"+Q190","v":29.822613969999999},{"$f":"(AI192+R192+AJ192)*V191","v":40.115730597906492},{"$f":"(AI190+R190+AJ190)*U189","v":22.368209020502778},{"$f":"IF(D190=\"Laguna\",IF(AG190>0,(AI190+R190)*AG189,\"\"),IF(D190=\"Cerrada\",IF(AG190>0,(AI190+R190)*AG189,\"\"),IF(AG190>0,(AI190+R190+AJ190)*AG189,\"\")))","v":""},{"$f":"SUM(AI190:AK190)","v":92.306553588409258},{"$f":"IF(AN189=\"\",\"\",$AM190*AN189)","v":29.522178389896428},62.784375198512819,"","","","","","","","","","","",92.306553588409244,{"$f":"+U190","v":56.228125047000006},{"$f":"IF(D190=\"Laguna\",IF((BB190-AJ190)<0,0,BB190-AJ190),IF(D190=\"Cerrada\",IF((BB190-AJ190)<0,0,BB190-AJ190),IF((BB190-AK190)<0,0,BB190-AK190)))","v":33.859916026497231},{"$f":"IF(AG190=0,\"\",IF(AG190-AL190<0,0,AG190-AL190))","v":""},{"$f":"IF(D190=\"Laguna\",0,IF(D190=\"Cerrada\",0,AJ190))","v":40.115730597906492},{"$f":"IF(T190-BE190<0,0,T190-BE190)","v":105.86929297428},{"$f":"IF(D190=\"Laguna\",IF(AI190+R190+AJ190=0,\"Infinito\",(I190+U190+AG190)/(AI190+R190)),IF(D190=\"Cerrada\",IF(AI190+R190+AJ190=0,\"Infinito\",(I190+U190+AG190)/(AI190+R190)),IF(AI190+R190+AJ190=0,\"Infinito\",(I190+U190+AG190)/(AI190+R190+AJ190))))","v":2.5137517713403477},{"$f":"IF(BG190<1.4,\"1\", IF(BG190<3,\"2\", IF(BG190<9,\"3\", \"4\")))","v":"2"},{"$f":"IF(BG190<1.4,\"ROJO\", IF(BG190<3,\"AMARILLO\", IF(BG190<9,\"VERDE\", \"AZUL\")))","v":"AMARILLO"},{"$f":"IF(BG190<1.4,\"Déficit\", IF(BG190<3,\"Equilibrio\", IF(BG190<9,\"Disponibilidad\", \"Abundante\")))","v":"Equilibrio"},{"$f":"IF(I190+U190+AG190<=0,0,I190+U190+AG190)","v":175.80763754218651},{"$f":"IF(D190=\"Laguna\",AI190+R190,IF(D190=\"Cerrada\",AI190+R190,AI190+R190+AJ190))","v":69.938344567906483},{"$f":"BK190/BL190","v":2.5137517713403477},{"$f":"IF(BM190-BG190=0,\"\",\"CHECAR\")","v":""}]
[null,null,null,null,null,null,null,null,null,null,null,null,null,null,null,null,null,null,null,null,{"$f":"IF(U192=0,\"\",U192/(SUM($U192:$AG192)))","v":1.1628945436453259E-2},0.98837105456354679,"","","","","","","","","","","",1,null,null,null,null,null,null,{"$f":"IF(V191=0,\"\",V191)","v":0.98837105456354679},"","","","","","","","","","",""]
["VI",{"$f":"A192","v":"VI"},"V","VII",null,null,null,{"$f":"C22","v":1.7176260533145247},{"$f":"T190","v":145.98502357218649},{"$f":"J22","v":0},{"$f":"I22","v":0},147.70264962550101,{"$f":"H22","v":40.230916000000001},{"$f":"L22","v":0},{"$f":"K22","v":0},40.230916000000001,40.230916000000001,{"$f":"M22","v":0},{"$f":"L192-Q192-R192","v":107.471733625501},{"$f":"IF(S192<0,0,S192)","v":107.471733625501},{"$f":"K192+H192","v":1.7176260533145247},{"$f":"T190","v":145.98502357218649},null,null,null,null,null,null,null,null,null,null,{"$f":"J192","v":0},147.70264962550101,{"$f":"+Q192","v":40.230916000000001},{"$f":"(R194+AI194)*V193","v":0.35680701422883787},{"$f":"(AI192+R192+AJ192)*U191","v":0.47199241632234534},{"$f":"IF(D192=\"Laguna\",IF(AG192>0,(AI192+R192)*AG191,\"\"),IF(D192=\"Cerrada\",IF(AG192>0,(AI192+R192)*AG191,\"\"),IF(AG192>0,(AI192+R192+AJ192)*AG191,\"\")))","v":""},{"$f":"SUM(AI192:AK192)","v":41.059715430551179},{"$f":"IF(AN191=\"\",\"\",$AM192*AN191)","v":""},40.582234240173001,"","","","","","","","","","","",{"$f":"SUM(AN192:AZ192)","v":40.582234240173001},{"$f":"+U192","v":1.7176260533145247},{"$f":"IF(D192=\"Laguna\",IF((BB192-AJ192)<0,0,BB192-AJ192),IF(D192=\"Cerrada\",IF((BB192-AJ192)<0,0,BB192-AJ192),IF((BB192-AK192)<0,0,BB192-AK192)))","v":1.2456336369921792},{"$f":"IF(AG192=0,\"\",IF(AG192-AL192<0,0,AG192-AL192))","v":""},{"$f":"IF(D192=\"Laguna\",0,IF(D192=\"Cerrada\",0,AJ192))","v":0.35680701422883787},{"$f":"IF(T192-BE192<0,0,T192-BE192)","v":107.11492661127217},{"$f":"IF(D192=\"Laguna\",IF(AI192+R192+AJ192=0,\"Infinito\",(I192+U192+AG192)/(AI192+R192)),IF(D192=\"Cerrada\",IF(AI192+R192+AJ192=0,\"Infinito\",(I192+U192+AG192)/(AI192+R192)),IF(AI192+R192+AJ192=0,\"Infinito\",(I192+U192+AG192)/(AI192+R192+AJ192))))","v":3.63909671832837},{"$f":"IF(BG192<1.4,\"1\", IF(BG192<3,\"2\", IF(BG192<9,\"3\", \"4\")))","v":"3"},{"$f":"IF(BG192<1.4,\"ROJO\", IF(BG192<3,\"AMARILLO\", IF(BG192<9,\"VERDE\", \"AZUL\")))","v":"VERDE"},{"$f":"IF(BG192<1.4,\"Déficit\", IF(BG192<3,\"Equilibrio\", IF(BG192<9,\"Disponibilidad\", \"Abundante\")))","v":"Disponibilidad"},{"$f":"IF(I192+U192+AG192<=0,0,I192+U192+AG192)","v":147.70264962550101},{"$f":"IF(D192=\"Laguna\",AI192+R192,IF(D192=\"Cerrada\",AI192+R192,AI192+R192+AJ192))","v":40.587723014228835},{"$f":"BK192/BL192","v":3.63909671832837},{"$f":"IF(BM192-BG192=0,\"\",\"CHECAR\")","v":""}]
[null,null,null,null,null,null,null,null,null,null,null,null,null,null,null,null,null,null,null,null,{"$f":"IF(U194=0,\"\",U194/(SUM($U194:$AG194)))","v":0.26260803008029343},0.73739196991970657,"","","","","","","","","","","",1,null,null,null,null,null,null,{"$f":"IF(V193=0,\"\",V193)","v":0.73739196991970657},"","","","","","","","","","",""]
["VII",{"$f":"A194","v":"VII"},"VI","Laguna",null,null,null,{"$f":"C23","v":38.274000000000001},{"$f":"T192","v":107.471733625501},{"$f":"J23","v":0},{"$f":"I23","v":0},145.745733625501,{"$f":"H23","v":0.483877},{"$f":"L23","v":0},{"$f":"K23","v":0},0.483877,0.483877,{"$f":"M23","v":0},{"$f":"L194-Q194-R194","v":145.261856625501},{"$f":"IF(S194<0,0,S194)","v":145.261856625501},{"$f":"K194+H194","v":38.274000000000001},{"$f":"T192","v":107.471733625501},null,null,null,null,null,null,null,null,null,null,{"$f":"J194","v":0},145.745733625501,{"$f":"+Q194","v":0.483877},{"$f":"(R194+AI194)*U193","v":0.12706998577116216},null,{"$f":"IF(D194=\"Laguna\",IF(AG194>0,(AI194+R194)*AG193,\"\"),IF(D194=\"Cerrada\",IF(AG194>0,(AI194+R194)*AG193,\"\"),IF(AG194>0,(AI194+R194+AJ194)*AG193,\"\")))","v":""},{"$f":"SUM(AI194:AK194)","v":0.61094698577116213},{"$f":"IF(AN193=\"\",\"\",$AM194*AN193)","v":""},0.45050740135430417,"","","","","","","","","","","",{"$f":"SUM(AN194:AZ194)","v":0.45050740135430417},{"$f":"+U194","v":38.274000000000001},{"$f":"IF(D194=\"Laguna\",IF((BB194-AJ194)<0,0,BB194-AJ194),IF(D194=\"Cerrada\",IF((BB194-AJ194)<0,0,BB194-AJ194),IF((BB194-AK194)<0,0,BB194-AK194)))","v":38.146930014228836},{"$f":"IF(AG194=0,\"\",IF(AG194-AL194<0,0,AG194-AL194))","v":""},{"$f":"IF(D194=\"Laguna\",0,IF(D194=\"Cerrada\",0,AJ194))","v":0},{"$f":"IF(T194-BE194<0,0,T194-BE194)","v":145.261856625501},{"$f":"IF(D194=\"Laguna\",IF(AI194+R194+AJ194=0,\"Infinito\",(I194+U194+AG194)/(AI194+R194)),IF(D194=\"Cerrada\",IF(AI194+R194+AJ194=0,\"Infinito\",(I194+U194+AG194)/(AI194+R194)),IF(AI194+R194+AJ194=0,\"Infinito\",(I194+U194+AG194)/(AI194+R194+AJ194))))","v":301.20409448165753},{"$f":"IF(BG194<1.4,\"1\", IF(BG194<3,\"2\", IF(BG194<9,\"3\", \"4\")))","v":"4"},{"$f":"IF(BG194<1.4,\"ROJO\", IF(BG194<3,\"AMARILLO\", IF(BG194<9,\"VERDE\", \"AZUL\")))","v":"AZUL"},{"$f":"IF(BG194<1.4,\"Déficit\", IF(BG194<3,\"Equilibrio\", IF(BG194<9,\"Disponibilidad\", \"Abundante\")))","v":"Abundante"},{"$f":"IF(I194+U194+AG194<=0,0,I194+U194+AG194)","v":145.745733625501},{"$f":"IF(D194=\"Laguna\",AI194+R194,IF(D194=\"Cerrada\",AI194+R194,AI194+R194+AJ194))","v":0.483877},{"$f":"BK194/BL194","v":301.20409448165753},{"$f":"IF(BM194-BG194=0,\"\",\"CHECAR\")","v":""}]
[]
[null,null,null,null,null,null,null,null,null,null,null,null,null,null,null,null,null,null,null,null,null,null,null,null,null,null,null,null,null,null,null,null,null,null,null,null,null,null,null,null,null,null,null,null,null,null,null,null,null,null,null,null,null,"Cuenca o RH","SDxx   ",null,"Ab   "]
[null,null,null,null,null,null,null,null,null,null,null,null,null,null,null,null,null,null,null,null,null,null,null,null,null,null,null,null,null,null,null,null,null,null,null,null,null,"Comprobación  ",null,null,null,null,null,null,null,null,null,null,null,null,null,null,null,"RH 36B",{"$f":"SUM(BC182:BD194)","v":145.26185662550105},"Mm3",{"$f":"T194","v":145.261856625501},"Mm3"]

{"sheet":"RH-37","index":36,"n_rows":24,"n_cols":17,"rows_kept":24,"cut":false,"hidden":false,"merged":[[1,1,1,12],[2,1,2,12],[3,1,3,12],[4,0,4,14]]}
[]
[null,"GERENCIA DE AGUAS SUPERFICIALES E INGENIERÍA DE RÍOS"]
[null,"REGION HIDROLOGICA No 37"]
[null,"EL SALADO"]
[]
[]
["Cuenca","Nombre ","Cp","Ar","Uc (a)","Uc (b)","Uc (c)","Uc","R","Im","Ex","Ab","Rxy","Ab - Rxy","D",null,"ECUACIONES"]
[1,"Sierra Madre Oriental",24.472999999999999,0,1.6271000000000001E-2,0,0,{"$f":"E8+F8+G8","v":1.6271000000000001E-2},0,0,0,{"$f":"C8-H8+I8-K8","v":24.456728999999999},{"$f":"L8*0.75","v":18.34254675},{"$f":"L8-M8","v":6.1141822499999989},{"$f":"N8","v":6.1141822499999989}]
[2,"Matehuala",25.867999999999999,0,5.6154630000000001,0,0,{"$f":"G9+E9+F9","v":5.6154630000000001},0,0,0,{"$f":"C9-H9+I9-K9","v":20.252536999999997},{"$f":"L9*0.75","v":15.189402749999998},5.0631342499999992,5.0631342499999992,null,"Ab = Cp + Ar + R + Im - (Uc(a) +Uc(b) +Uc(c) + Ex )"]
[3,"Sierra de Rodríguez",19.498000000000001,0,0.28640300000000002,0,0,{"$f":"G10+E10+F10","v":0.28640300000000002},6.8930249999999998E-2,0,0,{"$f":"C10-H10+I10-K10","v":19.280527250000002},{"$f":"L10*0.75","v":14.460395437500001},4.8201318125000014,4.8201318125000014,null,"D = Ab - Rxy"]
[4,"Camacho - Gruñidora",18.670999999999999,0,1.665227,0,0,1.665227,0,0,0,{"$f":"C11-H11+I11-K11","v":17.005772999999998},12.754329749999998,4.2514432499999995,{"$f":"N11","v":4.2514432499999995}]
[5,"Fresnillo - Yesca",34.658000000000001,0,24.234328250000004,0.91400000000000003,0,25.148328250000006,7.73299585,0,0,{"$f":"C12-H12+I12","v":17.242667599999997},12.932000699999998,4.3106668999999993,4.3106668999999993,null,"SIMBOLOGIA"]
[6,"Presa San Pablo y Otras ",30.738,0,14.501512999999999,0.58799999999999997,0,15.089512999999998,0,0,0,{"$f":"C13-H13+I13","v":15.648487000000001},11.73636525,3.9121217500000007,3.9121217500000007]
[7,"Presa San José - Los Pilares y Otras  ",32.47,0,38.161298000000002,1.4480000000000001E-3,0,38.162746000000006,0,31.536000000000001,0,{"$f":"C14-H14+I14+J14","v":25.843253999999995},{"$f":"L14*0.75","v":19.382440499999994},6.4608135000000004,6.4608135000000004,null,"Cp.- Volumen medio anual de escurrimiento natural "]
[8,"Sierra Madre ",32.402999999999999,0,8.4976542999999989,0,0,8.4976542999999989,0,0,0,{"$f":"C15-H15+I15","v":23.905345699999998},17.929009274999999,5.9763364249999995,5.9763364249999995,null,"Ar.- Volumen medio anual de escurrimiento desde la cuenca aguas arriba"]
[null,"Totales",{"$f":"SUM(C8:C15)","v":218.779},null,{"$f":"SUM(E8:E15)","v":92.978157549999992},1.5034479999999999,0,94.481605550000012,7.8019261000000002,31.536000000000001,0,null,null,null,{"$f":"SUM(O8:O15)","v":40.908830137500004},null,"Uc (a).- Volumen anual de extracción de agua superficial mediante títulos inscritos actualmente en el REPDA"]
["Valores  en millones de metros cúbicos",null,null,null,null,null,null,null,null,null,null,null,null,null,null,null,"Uc (b).- Volumen anual de extracción de agua superficial de títulos en proceso de inscripción en el REPDA"]
[null,null,null,null,null,null,null,null,null,null,null,null,null,null,null,null,"Uc (c).- Volumen anual correspondiente a las reservas y las zonas reglamentadas"]
[null,null,null,null,null,null,null,null,null,null,null,null,null,null,null,null,"R.- Volumen anual de retornos"]
[null,null,null,null,null,null,null,null,null,null,null,null,null,null,null,null,"Im.- Volumen anual de importaciones"]
[null,null,null,null,null,null,null,null,null,null,null,null,null,null,null,null,"Ex.- Volumen anual de exportaciones"]
[null,null,null,null,null,null,null,null,null,null,null,null,null,null,null,null,"Ab.- Volumen medio anual de escurrimiento de la cuenca hacia aguas abajo "]
[null,null,null,null,null,null,null,null,null,null,null,null,null,null,null,null,"Rxy.- Volumen anual actual comprometido aguas abajo y volumenes decretados para reservas medio ambiente"]
[null,null,null,null,null,null,null,null,null,null,null,null,null,null,null,null,"D.- Disponibilidad media anual de agua superficial en la cuenca hidrológica "]